## Final 2010IUP (July-09) SumSRF
| Year | No. of Projects | Total Loan Amount | Total Loan Amount
| 1998 | 10 | 39426841 | 39.4268
| 1999 | 21 | 37830424 | 37.8304
| 2000 | 27 | 47457078 | 47.4571
| 2001 | 37 | 71285682 | 71.2857
| 2002 | 25 | 44080955 | 44.081
| 2003 | 14 | 46152523 | 46.1525
| 2004 | 20 | 56191334 | 56.1913
| 2005 | 13 | 49146818 | 49.1468
| 2006 | 23 | 81442744 | 81.4427
| 2007 | 19 | 57848594 | 57.8486
| 2008 | 16 | 28645708 | 28.6457
| Total | 225 | 559508701 | 559.5087
The detailed lists of projects funded from 1998-2008 can be found on our website at:
http://www.state.nj.us/dep/watersupply/loanprog.htm
Click on the link: Publications
You may also call us at (609) 292-5550 and request a hard copy.

## Final2010 IUP (July-09) SumOS
| Year | Total Loan Amount | No. of Projects | Total Loan Amount
| 2001 | 60605200 | 1 | 60.6052
| 2002 | 8455264 | 1 | 8.4553
| 2006 | 21578106 | 1 | 21.5781
| 2007 | 55512787 | 15 | 55.5128
| 2008 | 56686899 | 15 | 56.6869
| Total | 202838256 | 33 | 202.8383
The detailed lists of projects funded from 1998-2008 can be found on our website at:
http://www.state.nj.us/dep/watersupply/loanprog.htm
Click on the link: Publications
You may also call us at (609) 292-5550 and request a hard copy.

## Final 2010IUP (Jul-09) 2008 SRF
November 2008 DWSRF Funded Projects
SYSTEM NAME | PROJECT NUMBER | BUILDING COST | SUPPORT COST | TOTAL LOAN AMOUNT (Exhibits) | ORIGINAL FUND LOAN (Exhibits) | ORIGINAL TRUST LOAN (Exhibits)
Aqua NJ - Blackwood | 0415002-006 | 525000 | 377000 | 902000 | 389141 | 389141
Aqua NJ - Blackwood | 0415002-005 | 785000 | 255000 | 1040000 | 581859 | 581859
Beachwood Borough | 1504001-004 | 275000 | 100925 | 375925 | 180615 | 180615
Beachwood Borough | 1504001-005 | 325000 | 119275 | 444275 | 213454 | 213454
Beachwood Borough | 1504001-003 | 1689500 | 497700 | 2187200 | 1109631 | 1109631
Flemington Boro | 1009001-004 | 700000 | 287000 | 987000 | 493500 | 493500
Flemington Boro | 1009001-003 | 1050000 | 424000 | 1474000 | 737000 | 737000
Gloucester City | 0414001-001 | 7308064 | 1817412 | 9125476 | 4562738 | 4562738
Mantua Township MUA | 0810004-001 | 1378551 | 960711 | 2339262 | 1169631 | 1169631
Middlesex Water Company | 1225001-011 | 2970000 | 530000 | 3500000 | 1750000 | 1750000
Milltown Borough | 1212001-001 | 1316408 | 154992 | 1471400 | 735700 | 735700
Old Bridge MUA | 1209002-009 | 1000000 | 365560 | 1365560 | 685000 | 685000
Old Bridge MUA | 1209002-008 | 1600000 | 596440 | 2196440 | 1096000 | 1096000
Rosemont Water Company* | 1007002-001 | 102650 | 18132 | 120782 | 60391 | 60391
Ship Bottom Borough | 1528001-001 | 760552 | 331584 | 1092136 | 546068 | 546068
Valley View Manor Healthcare & Rehab Center* | 1001301-001 | 16900 | 7352 | 24252 | 12126 | 12126
|  | 21802625 | 6843083 | 28645708 | 14322854 | 14322854
Note: Boldface indicates the "Smart Growth Projects" for the funding cycle.
Note: + indicates supplemental loans
Note: *indicates direct loan

## Final 2010IUP (Jul-09) 2008 OS
November 2008 Funded Projects through Other Sources
SYSTEM NAME | PROJECT NUMBER | BUILDING COST | SUPPORT COST | TOTAL LOAN AMOUNT (Exhibits) | ORIGINAL FUND LOAN (Exhibits) | ORIGINAL TRUST LOAN (Exhibits)
Jersey City/Jersey City MUA+ | 0906001-002/003/004-1 | 42415 | 1031617 | 1074032 | 805524 | 268508
Mount Laurel Township MUA+ | 0324001-005-2 | 1639183 | 38000 | 1677183 | 1677183 | 0
Newark City+ | 0714001-003/004-1 | 8561550 | 1978450 | 10540000 | 7905000 | 2635000
Orange City+ | 0717001-001/002/003/004-1 | 6030048 | 1299390 | 7329438 | 3664719 | 3664719
East Windsor MUA | 1101002-001 | 7200000 | 1958000 | 9158000 | 4579000 | 4579000
East Windsor MUA | 1101002-002 | 3600000 | 1306000 | 4906000 | 1925584 | 2980416
East Windsor MUA | 1101002-003 | 1600000 | 690000 | 2290000 | 1145000 | 1145000
Lakewood Township MUA | 1514002-002 | 1677500 | 487550 | 2165050 | 1082525 | 1082525
Lakewood Township MUA | 1514002-006 | 7447950 | 2164690 | 9612640 | 4300000 | 5312640
Lakewood Township MUA | 1514002-007 | 968150 | 281390 | 1249540 | 624770 | 624770
Lakewood Township MUA | 1514002-008 | 148400 | 43135 | 191535 | 95767 | 95768
Lakewood Township MUA | 1514002-009 | 713000 | 207235 | 920235 | 398818 | 521417
Lakewood Township MUA | 1514002-010 | 810000 | 235400 | 1045400 | 522700 | 522700
Stafford Township | 1530004-005 | 3236878 | 1050950 | 4287828 | 2143914 | 2143914
Stafford Township | 1530004-011 | 214831 | 25187 | 240018 | 120009 | 120009
|  | 43889905 | 12796994 | 56686899 | 30990513 | 25696386
Note: Boldface indicates the "Smart Growth Projects" for the funding cycle.
Note: + indicates supplemental loans
These projects were funded through the 81 Bond Project

## Final 2009.10_IUP(Jul 09)Master
DWSRF Project Priority Master List
RANK | SYSTEM NAME | COUNTY | PROJECT DESCRIPTION | PR0JECT NUMBER | POPULATION SERVED | BUILDING COST | SUPPORT COST | TOTAL PROJECT COST | *A | *B | *C | *D | *E | TOTAL POINTS | EST. STATE CERT. DATE (yymmdd)
1 | Newark City | Essex | Construction of a cover for the Cedar Grove Reservoir | 0714001-012-0-0 | 273000 | 50000000 | 12730000 | 62730000 | 500 | 0 | 20 | 80 | 2.731 | 602.731 | 100730
2 | Passaic Valley WC | Passaic | Decommission the Levine Finished Water Reservoir and construct a new 5 MG water storage tank | 1605002-014-0-0 | 314900 | 10000000 | 3330000 | 13330000 | 500 | 0 | 20 | 30 | 3.148 | 553.148 | 100730
3 | Bridgeton City | Cumberland | Installation of radium removal treatment at well #13 | 0601001-003-0-0 | 22770 | 2625000 | 575000 | 3200000 | 250 | 50 | 15 | 80 | 0.228 | 395.228 | 090730
4 | Hopatcong Borough | Sussex | Installation of 48-inch pipe at wells to increase chlorine contact time at nine wells | 1912001-009-0-0 | 7900 | 750000 | 337500 | 1087500 | 350 | 0 | 0 | 0 | 0.08 | 350.08 | 100730
5 | North Jersey District WS | Passaic | Construction of a new 50 MGD Bellville Pump Station, purchase the Virginia Street Pump Station and 60-inch transmission mains, modifications to the Virginia Street Pump Station, and construct flow metering stations | 1613001-013-0-0 | 458959 | 25000000 | 7230000 | 32230000 | 160 | 50 | 20 | 80 | 4.59 | 314.59 | 100730
6 | Aqua NJ - Hamilton | Mercer | Addition of radium treatment at Well 12 to resolve MCL exceedance | 1103001-006-0-0 | 49000 | 750000 | 320000 | 1070000 | 250 | 50 | 0 | 0 | 0.492 | 300.492 | 090730
7 | Aqua NJ - Hamilton | Mercer | Addition of radium treatment at Well 14 to resolve MCL exceedance | 1103001-003-0-0 | 49000 | 1500000 | 610000 | 2110000 | 250 | 50 | 0 | 0 | 0.491 | 300.491 | 100730
8 | Aqua NJ - Hamilton | Mercer | Addition of radium treatment at Well 9 to resolve MCL exceedance | 1103001-005-0-0 | 49000 | 750000 | 320000 | 1070000 | 250 | 50 | 0 | 0 | 0.49 | 300.49 | 100730
9 | Vineland City | Cumberland | Addition of treatment for radium removal on waste stream for well #13 and add air stripper for MTBE | 0614003-006-0-0 | 33000 | 780000 | 302400 | 1082400 | 250 | 0 | 15 | 30 | 0.331 | 295.331 | 090730
10 | Vineland City | Cumberland | Treatment for radium removal for well #9 | 0614003-005-0-0 | 33000 | 2850000 | 830000 | 3680000 | 250 | 0 | 15 | 30 | 0.33 | 295.33 | 090730
11 | United Water Inc.-Toms River | Ocean | Construction of a new 5.6 MGD water treatment facility to treat water from 3 existing wells under ACO of NJDEP for radionuclides - Berkeley | 1507005-002-0-0 | 123184 | 7960000 | 2302800 | 10262800 | 250 | 0 | 0 | 15 | 1.231 | 266.231 | 090730
12 | Belleville Township | Essex | Replacement of 7,000 lead service lines | 0701001-003-0-0 | 35928 | 14000000 | 4370000 | 18370000 | 250 | 0 | 0 | 15 | 0.359 | 265.359 | 100730
13 | Belleville Township | Essex | Installation of lead corrosion control measures at four interconnections | 0701001-004-0-0 | 35928 | 400000 | 180000 | 580000 | 250 | 0 | 0 | 15 | 0.358 | 265.358 | 100730
14 | Winslow Township | Camden | Add radium removal treatment at existing wells 1 and 8 to correct Maximum Contaminant Level violations | 0436007-006-0-0 | 26564 | 4953080 | 1714986 | 6668066 | 250 | 0 | 15 | 0 | 0.266 | 265.266 | 100730
15 | Sparta Township Water Utility | Sussex | Installation of uranium treatment equipment at two of the existing Autumn Hill well house (Well 1 and Well 2) | 1918004-003-0-0 | 15726 | 350000 | 28000 | 378000 | 250 | 0 | 15 | 0 | 0.157 | 265.157 | 090730
16 | Upper Deerfield Twp | Cumberland | Radium Treatment Removal for Love Lane WTP (wells # 3 & 4) | 0613004-001-0-0 | 4500 | 2200000 | 834000 | 3034000 | 250 | 0 | 0 | 15 | 0.045 | 265.045 | 100730
17 | Willor Manor Water Company | Sussex | Install disinfection treatment to address total coliform and associated structures to house treatment, well, and pumping facilities including rehabilitation of existing well | 1904008-001-0-0 | 50 | 113576 | 47001 | 160577 | 250 | 0 | 15 | 0 | 0.001 | 265.001 | 100730
18 | Ramsey Board of Public Utilities | Bergen | Arsenic treatment system at the Spring Street Treatment Facility | 0248001-009-0-0 | 16350 | 422903 | 228977 | 651880 | 250 | 0 | 0 | 0 | 0.165 | 250.165 | 100730
19 | Bordentown City | Burlington | Install radium removal treatment system and post chlorination | 0303001-003-0-0 | 13250 | 180000 | 84400 | 264400 | 250 | 0 | 0 | 0 | 0.133 | 250.133 | 090730
20 | Stillwater Twp District #1 | Sussex | Installation of radium removal treatment at Edgewood wells #5 & 5A | 1920001-001-0-0 | 1200 | 300000 | 128500 | 428500 | 250 | 0 | 0 | 0 | 0.012 | 250.012 | 090730
21 | Atlantic City MUA | Atlantic | Replace aged concrete cradle for 48-inch transmission pipe | 0102001-002-0-0 | 60345 | 3000000 | 500000 | 3500000 | 75 | 50 | 20 | 80 | 0.604 | 225.604 | 090730
22 | Atlantic City MUA | Atlantic | Replace existing main with 8-inch - Chelsea Heights | 0102001-004-0-0 | 60345 | 605113 | 229887 | 835000 | 75 | 50 | 20 | 80 | 0.603 | 225.603 | 090730
23 | Camden City | Camden | Replacement of water mains on South Merrimac Road and New Hampshire Road | 0408001-004-0-0 | 50000 | 4100000 | 1442000 | 5542000 | 75 | 50 | 20 | 80 | 0.5 | 225.5 | 100730
24 | Aqua NJ - Woolwich | Gloucester | New interconnection with NJAWC to connect to Tri-County Regional Pipeline -- Critical Area #2 (16 -inch transmission main) | 0824001-001-0-0 | 4237 | 1300000 | 810000 | 2110000 | 175 | 50 | 0 | 0 | 0.042 | 225.042 | 090730
25 | Camden City | Camden | Rehabilitate the North Camden pump station | 0408001-006-0-0 | 50000 | 500000 | 225000 | 725000 | 60 | 50 | 20 | 80 | 0.5 | 210.5 | 100730
26 | Pine Hill MUA | Camden | Construction of GAC filtration system for removal of IPMP - Critical Area #2 | 0428002-001-0-0 | 12492 | 250000 | 112500 | 362500 | 175 | 0 | 0 | 30 | 0.125 | 205.125 | 100730
27 | Keansburg Borough | Monmouth | Improvements (desalination treatment facility) to existing Water Treatment Plant to remove TDS, chlorides and sodium - Critical Area #1 | 1321001-001-0-0 | 10732 | 1815000 | 565200 | 2380200 | 175 | 0 | 0 | 30 | 0.107 | 205.107 | 091015
28 | North Jersey District WS | Passaic | Improvement of chemical feed equipment, pressure gauges, meters and alarms for increased security measures | 1613001-012-0-0 | 458959 | 500000 | 225000 | 725000 | 100 | 0 | 20 | 80 | 4.593 | 204.593 | 100730
29 | North Jersey District WS | Passaic | Construction of a 6 MG baffled clearwell and rehab of an existing clearwell to include baffles | 1613001-014-0-0 | 458959 | 5000000 | 1730000 | 6730000 | 100 | 0 | 20 | 80 | 4.592 | 204.592 | 100730
30 | North Jersey District WS | Passaic | Install 6 Layer Aerators including air piping and appurtenances. Purchase and install one unit of variable speed, oil-free compressor w/ instrumentations | 1613001-016-0-0 | 458959 | 1000000 | 450000 | 1450000 | 100 | 0 | 20 | 80 | 4.591 | 204.591 | 100730
31 | North Jersey District WS | Passaic | Rehabilitation of existing WTP including (1) repainting waste washwater storage, surge tank and filter gallery; prevention of stagnation at the Balancing Reservoir (2) Install permanent centrifuge in the existing Residuals Treatment Facility (3) Provide SCADA monitoring improvements for Wanaque aqueducts | 1613001-020-0-0 | 458959 | 4250000 | 1490000 | 5740000 | 100 | 0 | 20 | 80 | 4.59 | 204.59 | 100730
32 | Newark City | Essex | Construction of an ozonation facility | 0714001-001-0-0 | 273000 | 10000000 | 3330000 | 13330000 | 100 | 0 | 20 | 80 | 2.732 | 202.732 | 100730
33 | Newark City | Essex | Removal and disposal of sludge from lagoon | 0714001-013-0-0 | 273000 | 3000000 | 1090000 | 4090000 | 100 | 0 | 20 | 80 | 2.731 | 202.731 | 100730
34 | Camden City | Camden | Rehabiltation of twelve pressure filters, eight aerators and rehab of the existing lime silo at Morris-Delair WTP | 0408001-017-0-0 | 50000 | 797151 | 306888 | 1104039 | 100 | 0 | 20 | 80 | 0.502 | 200.502 | 090730
35 | Camden City | Camden | Replacement of VOC tower media, removal and replacement of existing degasifier, and restoration of surface treatments and finishes for the pressure filter at Parkside WTP | 0408001-016-0-0 | 50000 | 245277 | 94427 | 339704 | 100 | 0 | 20 | 80 | 0.501 | 200.501 | 100730
36 | Camden City | Camden | Morris-Delair WTP improvements - Phase II - Upgrade plant SCADA system, replace existing sludge pumps, install safety guards, self closing gates at work platforms, new booster pumps and four new wells | 0408001-015-0-0 | 50000 | 919790 | 354102 | 1273892 | 100 | 0 | 20 | 80 | 0.5 | 200.5 | 100730
37 | Bridgeton City | Cumberland | Installation of a new 0.75 MG water storage tank & Rehabilitation of existing reservoir | 0601001-004-0-0 | 22770 | 2038500 | 612700 | 2651200 | 50 | 50 | 15 | 80 | 0.228 | 195.228 | 091015
38 | Salem City | Salem | Construction of a new 2 MGD Surface Water Treatment Plant to replace the existing surface water capacity of 3 MGD Surface Water Treatment Plant | 1712001-001-0-0 | 5857 | 12000000 | 2474000 | 14474000 | 100 | 0 | 15 | 80 | 0.058 | 195.058 | 090730
39 | Egg Harbor City | Atlantic | Replacement of a water treatment plant | 0107001-002-0-0 | 4700 | 9825000 | 3175000 | 13000000 | 100 | 0 | 15 | 80 | 0.047 | 195.047 | 091015
40 | Red Bank Borough | Monmouth | Treatment facilities improvements which include new pressure facilities, chemical feed equipment and security equipment | 1340001-001-0-0 | 10200 | 2510000 | 650000 | 3160000 | 100 | 50 | 15 | 15 | 0.102 | 180.102 | 091015
41 | North Jersey District WS | Passaic | Rehab of the Kearny/Bayonne Transmission main | 1613001-009-0-0 | 458959 | 5600000 | 1922000 | 7522000 | 75 | 0 | 20 | 80 | 4.591 | 179.591 | 100730
42 | North Jersey District WS | Passaic | Construct a 48 inch by-pass main and rehabilitate the single 70+ yr old 74 inch aqueduct | 1613001-006-0-0 | 458959 | 15000000 | 4630000 | 19630000 | 75 | 0 | 20 | 80 | 4.59 | 179.59 | 100730
43 | Newark City | Essex | Cleaning and lining of water mains, upgrading 4 inch mains to 6 & 8 inch mains, replace old fire hydrants | 0714001-008-0-0 | 273000 | 24800000 | 7178000 | 31978000 | 75 | 0 | 20 | 80 | 2.734 | 177.734 | 100730
44 | Newark City | Essex | Replacement of 12,000 Lead service lines | 0714001-009-0-0 | 273000 | 30000000 | 8530000 | 38530000 | 75 | 0 | 20 | 80 | 2.733 | 177.733 | 100730
45 | Newark City | Essex | Cleaning & lining of 70,000 LF of 6, 8 & 12-inch water mains | 0714001-005-0-0 | 273000 | 8500000 | 2850000 | 11350000 | 75 | 0 | 20 | 80 | 2.732 | 177.732 | 090730
46 | Newark City | Essex | Rehab of 42-inch Steel water main including cleaning & lining | 0714001-002-0-0 | 273000 | 3000000 | 1090000 | 4090000 | 75 | 0 | 20 | 80 | 2.731 | 177.731 | 100730
47 | Newark City | Essex | Replacement of undersized water mains with 6 & 8-inch | 0714001-006-0-0 | 273000 | 5440000 | 1870800 | 7310800 | 75 | 0 | 20 | 80 | 2.73 | 177.73 | 091015
48 | Camden City | Camden | Replacement of Lead Service Lines in schools including child care centers approved by the City of Camden Board of Education | 0408001-014-0-0 | 50000 | 567000 | 255150 | 822150 | 75 | 0 | 20 | 80 | 0.503 | 175.503 | 100730
49 | Camden City | Camden | Cleaning & Lining of distribution and transmission mains on Cooper, Federal, Arch & Market Streets, Delaware Ave., Riverside & Aquarium Drives | 0408001-013-0-0 | 50000 | 7971514 | 3068877 | 11040391 | 75 | 0 | 20 | 80 | 0.502 | 175.502 | 100730
50 | Camden City | Camden | Cleaning and lining of approximately 57,000 feet of various transmission mains ranging in size between 16 to 36 inches in diameter | 0408001-020-0-0 | 50000 | 7358322 | 2832808 | 10191130 | 75 | 0 | 20 | 80 | 0.501 | 175.501 | 100730
51 | Camden City | Camden | Furnishing and installation of approximately 400 fire hydrants, replacement of approximately 100 inoperative valves, lead water service lines in the Fairview section of Camden and furnish and delivery of approximately 5,000 meters | 0408001-019-0-0 | 50000 | 2238156 | 861646 | 3099802 | 75 | 0 | 20 | 80 | 0.5 | 175.5 | 091015
52 | Bridgeton City | Cumberland | Replacement of 2,190 LF of 6 inch with 8 inch main | 0601001-005-0-0 | 22770 | 1723000 | 534600 | 2257600 | 75 | 0 | 15 | 80 | 0.228 | 170.228 | 100730
53 | Atlantic City MUA | Atlantic | Construct ASR well with wellhouse | 0102001-003-0-0 | 60345 | 1550000 | 250000 | 1800000 | 15 | 50 | 20 | 80 | 0.603 | 165.603 | 090730
54 | New Brunswick City | Middlesex | Repairs to 3 pumping stations including replacement of pumps, motors and control systems | 1214001-004-0-0 | 50000 | 2960000 | 1077200 | 4037200 | 60 | 0 | 25 | 80 | 0.5 | 165.5 | 100730
55 | North Jersey District WS | Passaic | (1) Replacement of existing traveling screen, large valves and instrumentation improvements at Ramapo Pump Station (2) Replacement of antiquated electrical equipment at Treatment Plant Raw Water Pump Station | 1613001-019-0-0 | 458959 | 12000000 | 3850000 | 15850000 | 60 | 0 | 20 | 80 | 4.59 | 164.59 | 100730
56 | Camden City | Camden | Surface inspection, surface preparation and painting of a 5 MG standpipe (North Camden Tank) and two 2 MG elevated tanks (Kaighn Avenue and Whitman Park Tank) | 0408001-018-0-0 | 50000 | 919790 | 354102 | 1273892 | 60 | 0 | 20 | 80 | 0.5 | 160.5 | 090730
57 | Manchester Township | Ocean | Water main replacement on Northampton Blvd; Yorkshire Ct water main replacement; Wilbur Ave & Holly Rd intersection water main reconstruction & 10th Ave water main extension | 1518005-001-0-0 | 26877 | 243890 | 52682 | 296572 | 75 | 0 | 0 | 80 | 0.2687 | 155.2687 | 100730
58 | NJ American Water Co.-Pennsgrove | Salem | Replacement of 4,850 LF of water mains of Spring, Garnet and Hoover Streets and Briar Lane | 1707001-001-0-0 | 14406 | 395258 | 151010 | 546268 | 75 | 0 | 0 | 80 | 0.144 | 155.144 | 091015
59 | Manchester Utilities Authority | Passaic | Clean and Line 2,700 LF of 12" cast iron pipe in John, Van Dyk, Tilt and Kossuth in Haledon | 1603001-010-0-0 | 12575 | 966152 | 332005 | 1298157 | 75 | 50 | 15 | 15 | 0.127 | 155.127 | 090730
60 | Manchester Utilities Authority | Passaic | Replacing approximately 19,272 LF of 4, 6 and 8 inch mains in Haledon and N Haledon | 1603001-002-0-0 | 12575 | 4405157 | 1513772 | 5918929 | 75 | 50 | 15 | 15 | 0.126 | 155.126 | 091015
61 | North Jersey District WS | Passaic | Retrofit Sedimentation basins 5 and 6 with Dissolved Air Flotation Treatment (DAF) | 1613001-022-0-0 | 458959 | 5000000 | 1730000 | 6730000 | 100 | 0 | 20 | 30 | 4.59 | 154.59 | 100730
62 | Passaic Valley WC | Passaic | Upgrade residual treatment process to include belt thickners | 1605002-018-0-0 | 314900 | 5000000 | 1730000 | 6730000 | 100 | 0 | 20 | 30 | 3.148 | 153.148 | 100730
63 | Jersey City/Jersey City MUA | Hudson | Filter upgrade @ Booton Reservoir Treatment Plant | 0906001-001-0-0 | 300000 | 10400000 | 2971000 | 13371000 | 100 | 0 | 20 | 30 | 3 | 153 | 091015
64 | Mahwah Township | Bergen | Rehabilitation of Ford Wellfield treatment, pumps & motors, electrical, SCADA and transmission mains | 0233001-006-0-0 | 24062 | 4600000 | 1585268 | 6185268 | 100 | 50 | 0 | 0 | 0.2406 | 150.2406 | 091015
65 | North Jersey District WS | Passaic | Security system improvements (1) Addition of cameras at remote sites, alarm monitoring, fire alarms at Wanaque WTP (2) Communication systems with area police department | 1613001-022-0-0 | 458959 | 1500000 | 600000 | 2100000 | 45 | 0 | 20 | 80 | 4.592 | 149.592 | 100730
66 | North Jersey District WS | Passaic | Security system improvements - Relocation of Wanaque WTP main entrance gate closer to Ringwood Blvd | 1613001-018-0-0 | 458959 | 3000000 | 1030000 | 4030000 | 45 | 0 | 20 | 80 | 4.591 | 149.591 | 090730
67 | North Jersey District WS | Passaic | Implementation of alternative energy generation systems including solar collectors and wind energy at the Wanaque TP for reduction of utility power consumption | 1613001-021-0-0 | 458959 | 2500000 | 930000 | 3430000 | 45 | 0 | 20 | 80 | 4.59 | 149.59 | 100730
68 | Newark City | Essex | Rehabilitation of the basculate gate at the Charlotteburgh Reservoir with alarm and control systems | 0714001-011-0-0 | 273000 | 2000000 | 770000 | 2770000 | 45 | 0 | 20 | 80 | 2.731 | 147.731 | 100730
69 | Newark City | Essex | Construction of a hydro-electric facility at the pre-treatment plant screen building | 0714001-007-0-0 | 273000 | 6000000 | 2050000 | 8050000 | 45 | 0 | 20 | 80 | 2.73 | 147.73 | 100730
70 | Egg Harbor City | Atlantic | Construction of a new storage tank | 0107001-001-0-0 | 4700 | 2000000 | 370000 | 2370000 | 50 | 0 | 15 | 80 | 0.047 | 145.047 | 091015
71 | Manchester Utilities Authority | Passaic | Rehabilitate Central Avenue Storage Tank which includes painting the tank | 1603001-006-0-0 | 12575 | 263311 | 63658 | 326969 | 60 | 50 | 15 | 15 | 0.127 | 140.127 | 100730
72 | Manchester Utilities Authority | Passaic | Replace existing booster station at former filter plant with new booster station at Morley and High Mountain in North Haledon | 1603001-007-0-0 | 12575 | 1100000 | 482000 | 1582000 | 60 | 50 | 15 | 15 | 0.126 | 140.126 | 100730
73 | Paulsboro Borough | Gloucester | Replace .5 MG elevated storage tank | 0814001-001-0-0 | 6160 | 1250000 | 530000 | 1780000 | 60 | 0 | 0 | 80 | 0.062 | 140.062 | 100730
74 | Brick Township MUA | Ocean | Replace gaseous chlorine with sodium hypochlorite as part of overall chemical upgrades to WTP | 1506001-002-0-0 | 134108 | 5000000 | 1730000 | 6730000 | 100 | 0 | 20 | 15 | 1.341 | 136.341 | 100730
75 | Bayonne MUA/Bayonne Redevelopment Authority | Hudson | Water Mains for a brownfield redevelopment - Bayonne Crossing | 0901001-005-0-0 | 61842 | 626000 | 423668 | 1049668 | 75 | 0 | 25 | 30 | 0.618 | 130.618 | 091015
76 | Manchester Township | Ocean | Painting of 1.0 MG elevated storage tank | 1518005-002-0-0 | 26877 | 277500 | 67734 | 345234 | 50 | 0 | 0 | 80 | 0.269 | 130.269 | 090730
77 | Harrison Water Dept/Hudson County IA | Hudson | Brownfield designated site, 5,000 LF of 12-inch water main upgrade on Cape May Street and Frank E. Rogers Blvd. -- Metro Centre | 0904001-002-0-0 | 14425 | 1967000 | 590278 | 2557278 | 75 | 0 | 25 | 30 | 0.146 | 130.146 | 091015
78 | Harrison Water Dept | Hudson | Brownfield designated site, 626 LF of 8-inch water main upgrades between 3rd St and Frank E. Rodgers Blvd - Harrison Commons | 0904001-003-0-0 | 14425 | 500000 | 205000 | 705000 | 75 | 0 | 25 | 30 | 0.145 | 130.145 | 091015
79 | Netcong Borough | Morris | Replacement of leaking water mains | 1428001-002-0-0 | 3236 | 1150000 | 498000 | 1648000 | 75 | 50 | 5 | 0 | 0.032 | 130.032 | 100730
80 | Sussex Borough | Sussex | Water Treatment Plant upgrades | 1921001-001-0-0 | 2666 | 116857 | 3506 | 120363 | 100 | 0 | 0 | 30 | 0.0266 | 130.0266 | 100730
81 | Central Regional Board of Ed. Bayville | Ocean | Additional treatment on existing well | 1505355-001-0-0 | 2500 | 1000000 | 450000 | 1450000 | 100 | 0 | 0 | 30 | 0.025 | 130.025 | 100730
82 | Bayview Water Co. | Cumberland | Construction of new storage tank on New Jersey Avenue | 0604001-004-0-0 | 333 | 600000 | 270000 | 870000 | 50 | 0 | 0 | 80 | 0.003 | 130.003 | 100730
83 | Passaic Valley WC | Passaic | Installation of 5,100 LF of water mains to improve water quality and pressure in North Arlington | 1605002-012-0-0 | 314900 | 1200000 | 514000 | 1714000 | 75 | 0 | 20 | 30 | 3.153 | 128.153 | 100730
84 | Passaic Valley WC | Passaic | Clean and line 22,000 LF of water mains in Passaic City | 1605002-011-0-0 | 314900 | 1800000 | 706000 | 2506000 | 75 | 0 | 20 | 30 | 3.152 | 128.152 | 100730
85 | Passaic Valley WC | Passaic | Replacement of 3,000 LF of 12-inch main in Clifton City | 1605002-013-0-0 | 314900 | 1200000 | 514000 | 1714000 | 75 | 0 | 20 | 30 | 3.151 | 128.151 | 100730
86 | Passaic Valley WC | Passaic | Replace approximately 200 large antiquated valves | 1605002-015-0-0 | 314900 | 2000000 | 770000 | 2770000 | 75 | 0 | 20 | 30 | 3.15 | 128.15 | 100730
87 | Passaic Valley WC | Passaic | Installation of 7000 LF of 12-inch main to replace Granite Ave storage tank | 1605002-017-0-0 | 314900 | 1700000 | 674000 | 2374000 | 75 | 0 | 20 | 30 | 3.149 | 128.149 | 100730
88 | Passaic Valley WC | Passaic | Installation of 2200 LF of 12-inch main to connect Eastside Pumping station to Paterson's downtown area | 1605002-019-0-0 | 314900 | 600000 | 270000 | 870000 | 75 | 0 | 20 | 30 | 3.148 | 128.148 | 100730
89 | NJ City University/Jersey City | Hudson | Redevelopment of Brownfield site to the west of the New Jersey City University main campus that includes installation of 4" Ductile Iron Pipes | 0906001-005-0-0 | 300000 | 420850 | 173368 | 594218 | 75 | 0 | 20 | 30 | 3 | 128 | 100730
90 | Newark City | Essex | Replacement of 38,234 old water meters in the distribution system. Size ranges from 5/8" to 8" | 0714001-010-0-0 | 273000 | 19000000 | 5670000 | 24670000 | 25 | 0 | 20 | 80 | 2.731 | 127.731 | 100730
91 | Bayonne MUA | Hudson | Slip line 3,500 LF of 48-inch Aqueduct - Phase 1 | 0901001-003-0-0 | 61842 | 2000000 | 630000 | 2630000 | 75 | 0 | 20 | 30 | 0.619 | 125.619 | 091015
92 | Bayonne MUA | Hudson | Rehabilitation of gate house valve chamber and venturi flow meter | 0901001-004-0-0 | 61842 | 900000 | 387000 | 1287000 | 75 | 0 | 20 | 30 | 0.618 | 125.618 | 100730
93 | Monmouth Co. Improvement Auth/Southeast Monmouth MUA | Monmouth | Upgrades to instrumentation and controls at Manasquan WTP | 1352005-003-0-0 | 42477 | 2195000 | 1022650 | 3217650 | 100 | 25 | 0 | 0 | 0.425 | 125.425 | 090730
94 | Monmouth Co. Improvement Auth/Southeast Monmouth MUA | Monmouth | Rehabilitation of the ozone system at the Manasquan WTP | 1352005-002-0-0 | 42477 | 4000000 | 926000 | 4926000 | 100 | 25 | 0 | 0 | 0.424 | 125.424 | 091015
95 | Ramsey Board of Public Utilities | Bergen | Construction of mains (Rte 17, Grant & Airmount) | 0248001-001-0-0 | 16350 | 1690000 | 670800 | 2360800 | 75 | 50 | 0 | 0 | 0.167 | 125.167 | 100730
96 | Ramsey Board of Public Utilities | Bergen | Replacement of mains (Carol & Maple) | 0248001-002-0-0 | 16350 | 1340000 | 558800 | 1898800 | 75 | 50 | 0 | 0 | 0.166 | 125.166 | 100730
97 | Ramsey Board of Public Utilities | Bergen | Construction of mains (Rte 17, Snyder & Airmount) | 0248001-003-0-0 | 16350 | 985000 | 443250 | 1428250 | 75 | 50 | 0 | 0 | 0.165 | 125.165 | 100730
98 | Ramsey Board of Public Utilities | Bergen | Construction of mains (Lakeview & Airmount) | 0248001-004-0-0 | 16350 | 795000 | 357750 | 1152750 | 75 | 50 | 0 | 0 | 0.164 | 125.164 | 100730
99 | Harrison Water Dept | Hudson | Cleaning & Lining of mains on Grant Ave., Cleveland Ave., & Hamilton Street | 0904001-001-0-0 | 14425 | 5500000 | 1890000 | 7390000 | 75 | 0 | 20 | 30 | 0.145 | 125.145 | 100730
100 | Harrison Water Dept | Hudson | Cleaning and Lining and of approximately 3,000 LF of 10, 12 and 14 inch mains | 0904001-004-0-0 | 14425 | 2000000 | 770000 | 2770000 | 75 | 0 | 20 | 30 | 0.144 | 125.144 | 100730
101 | Harrison Water Dept | Hudson | Replacement of 3,160 LF of water mains on S 2nd, Frank E. Rogers Blvd & Scott Mobus Place | 0904001-005-0-0 | 14425 | 1500000 | 610000 | 2110000 | 75 | 0 | 20 | 30 | 0.144 | 125.144 | 100730
102 | Berkeley Township MUA | Ocean | Install new solar panels at treatment plant | 1505004-003-0-0 | 11666 | 750000 | 337500 | 1087500 | 45 | 0 | 0 | 80 | 0.1166 | 125.1166 | 100730
103 | Waterford Township MUA | Camden | New water mains for Maximum Contaminant Level violations: Jackson Rd., Third St., Gardens Ave., Carolyn Ave., Murray Hill Dr., Denver Ave., Clifford Ave. | 0435003-001-0-0 | 2408 | 1465738 | 599036 | 2064774 | 125 | 0 | 0 | 0 | 0.024 | 125.024 | 100730
104 | Vineland City | Cumberland | Replacement of 2,300 LF of 8-, 10- and 12-inch water mains | 0614003-008-0-0 | 33000 | 350000 | 157500 | 507500 | 75 | 0 | 15 | 30 | 0.332 | 120.332 | 100730
105 | Vineland City | Cumberland | Replacement of 1.4 miles of 8-inch with 10 -inch water mains | 0614003-007-0-0 | 33000 | 1100000 | 482000 | 1582000 | 75 | 0 | 15 | 30 | 0.331 | 120.331 | 100730
106 | Vineland City | Cumberland | Construction of .4 miles of 12-inch water mains to loop dead ends and enhance water pressure | 0614003-009-0-0 | 33000 | 200000 | 90000 | 290000 | 75 | 0 | 15 | 30 | 0.33 | 120.33 | 100730
107 | Rahway City | Union | Rahway Water Treatment Plant Filter System Upgrade to membrane filtration | 2013001-007-0-0 | 26500 | 8500000 | 2850000 | 11350000 | 100 | 0 | 5 | 15 | 0.265 | 120.265 | 100730
108 | Little Egg Harbor MUA | Ocean | Install 600 LF of water main loop | 1516001-001-0-0 | 22630 | 300000 | 129000 | 429000 | 75 | 0 | 15 | 30 | 0.226 | 120.226 | 091015
109 | Gloucester City | Camden | Replacement of 2,200 LF of water mains on Charles Street | 0414001-013-0-0 | 11484 | 1118625 | 487478 | 1606103 | 75 | 0 | 15 | 30 | 0.126 | 120.126 | 100730
110 | Gloucester City | Camden | Water Main replacement on Nicholson Road | 0414001-012-0-0 | 11484 | 217305 | 97787 | 315092 | 75 | 0 | 15 | 30 | 0.125 | 120.125 | 100730
111 | Gloucester City | Camden | Water Main replacement on Brown Street, E. Brown Street, Sparks Avenue | 0414001-011-0-0 | 11484 | 1667072 | 663463 | 2330535 | 75 | 0 | 15 | 30 | 0.124 | 120.124 | 100730
112 | Gloucester City | Camden | Water Main replacement on Baynes Avenue | 0414001-010-0-0 | 11484 | 477153 | 214719 | 691872 | 75 | 0 | 15 | 30 | 0.123 | 120.123 | 100730
113 | Gloucester City | Camden | Water Main replacement on Park Avenue | 0414001-009-0-0 | 11484 | 791314 | 356091 | 1147405 | 75 | 0 | 15 | 30 | 0.122 | 120.122 | 100730
114 | Gloucester City | Camden | Water Main replacement on Market Street | 0414001-008-0-0 | 11484 | 450005 | 202502 | 652507 | 75 | 0 | 15 | 30 | 0.121 | 120.121 | 100730
115 | Gloucester City | Camden | Water Main replacement on Johnson Blvd. | 0414001-007-0-0 | 11484 | 856487 | 385419 | 1241906 | 75 | 0 | 15 | 30 | 0.12 | 120.12 | 100730
116 | Gloucester City | Camden | Water Main replacement on Monmouth Street | 0414001-006-0-0 | 11484 | 379973 | 170988 | 550961 | 75 | 0 | 15 | 30 | 0.119 | 120.119 | 100730
117 | Gloucester City | Camden | Water Main replacement on Hudson Street | 0414001-005-0-0 | 11484 | 326319 | 146844 | 473163 | 75 | 0 | 15 | 30 | 0.118 | 120.118 | 100730
118 | Gloucester City | Camden | Water Main replacement on Water Street | 0414001-004-0-0 | 11484 | 755272 | 339872 | 1095144 | 75 | 0 | 15 | 30 | 0.117 | 120.117 | 100730
119 | Gloucester City | Camden | Water Main replacement on Jersey Avenue | 0414001-003-0-0 | 11484 | 2038605 | 782354 | 2820959 | 75 | 0 | 15 | 30 | 0.116 | 120.116 | 100730
120 | Gloucester City | Camden | Water Main replacement on Broadway & Koehler Streets | 0414001-002-0-0 | 11484 | 799205 | 359642 | 1158847 | 75 | 0 | 15 | 30 | 0.115 | 120.115 | 100730
121 | Hammonton Town | Atlantic | Replacement of 2,900 LF of water mains on Rte 54 | 0113001-003-0-0 | 9100 | 485000 | 218250 | 703250 | 75 | 0 | 15 | 30 | 0.092 | 120.092 | 100730
122 | Hammonton Town | Atlantic | Water main extension along Egg Harbor Road, and Eighth Street to create loops and eliminate dead ends | 0113001-001-0-0 | 9100 | 250000 | 112500 | 362500 | 75 | 0 | 15 | 30 | 0.091 | 120.091 | 100730
123 | Hammonton Town | Atlantic | Replacement of water mains on Central Ave., Golf Dr., & 12th Street. | 0113001-002-0-0 | 9100 | 1000000 | 450000 | 1450000 | 75 | 0 | 15 | 30 | 0.09 | 120.09 | 100730
124 | Flemington Boro | Hunterdon | Replace 6,000 LF of 8-inch water mains on Pennsylvania Ave, New Jersey Ave and Youngs Dr | 1009001-005-0-0 | 4250 | 1500000 | 794250 | 2294250 | 75 | 0 | 15 | 30 | 0.044 | 120.044 | 091015
125 | NJ American Water Co.-Atlantic | Atlantic | Dobbs Avenue VOC Treatment | 0119002-005-0-0 | 88088 | 2500000 | 930000 | 3430000 | 100 | 0 | 0 | 15 | 0.8808 | 115.8808 | 100730
126 | Merchantville Pennsauken WC | Camden | Installation of GAC at Marion Ave WTP | 0424001-004-0-0 | 47010 | 600000 | 0 | 600000 | 100 | 0 | 0 | 15 | 0.47 | 115.47 | 090730
127 | Winslow Township | Camden | New 1.0 MG finished water storage tank | 0436007-003-0-0 | 26564 | 1000000 | 450000 | 1450000 | 50 | 50 | 15 | 0 | 0.266 | 115.266 | 100730
128 | Ocean Township | Ocean | Installing two additional pressure filters at the Route 532 WTP to remove iron and manganese from raw water more effectively | 1520001-001-0-0 | 12452 | 946350 | 213650 | 1160000 | 100 | 0 | 0 | 15 | 0.1245 | 115.1245 | 091015
129 | Manasquan Borough | Monmouth | Upgrades to WTP including new filters, refurbish wells & installation of SCADA | 1327001-001-0-0 | 10133 | 4730000 | 1549000 | 6279000 | 100 | 0 | 15 | 0 | 0.1013 | 115.1013 | 091015
130 | Hightstown Borough | Mercer | Construct 80,000 gallon backwash tank and re-line existing lagoons | 1104001-003-0-0 | 5516 | 450000 | 202500 | 652500 | 100 | 0 | 15 | 0 | 0.055 | 115.055 | 100730
131 | National Park Borough | Gloucester | Upgrade to the aeration tank and sand filters of the TP | 0812001-001-0-0 | 3289 | 2220200 | 820970 | 3041170 | 100 | 0 | 0 | 15 | 0.03289 | 115.0329 | 091015
132 | Passaic Valley WC | Passaic | Decommissing of Granite Avenue Tank | 1605002-023-0-0 | 314900 | 1700000 | 674000 | 2374000 | 60 | 0 | 20 | 30 | 3.149 | 113.149 | 100730
133 | Passaic Valley WC | Passaic | Replacement of Prospect Park storage tank | 1605002-020-0-0 | 314900 | 800000 | 360000 | 1160000 | 60 | 0 | 20 | 30 | 3.148 | 113.148 | 100730
134 | Trenton City | Mercer | Cleaning and lining of 46,000 LF of water mains | 1111001-008-0-0 | 255000 | 6000000 | 2050000 | 8050000 | 75 | 0 | 20 | 15 | 2.55 | 112.55 | 100730
135 | Brick Township MUA | Ocean | Replacement of 24,090 LF of undersized water mains | 1506001-003-0-0 | 134108 | 4600000 | 1102480 | 5702480 | 75 | 0 | 20 | 15 | 1.341 | 111.341 | 100730
136 | Kearny Town | Hudson | Slip line 1,980 LF of 20 inch water main with 16 inch PVC and replacement of appurtenances - Central Avenue | 0907001-002-0-0 | 40500 | 1200000 | 280500 | 1480500 | 75 | 0 | 20 | 15 | 0.406 | 110.406 | 090730
137 | Kearny Town | Hudson | Replacement of 1,920 LF with 12-inch water main-North Hackensack Acres | 0907001-001-0-0 | 40500 | 750000 | 189500 | 939500 | 75 | 0 | 20 | 15 | 0.405 | 110.405 | 091015
138 | Dover Town | Morris | Rehabilitation of 1.5 MG storage tank | 1409001-002-0-0 | 27810 | 685000 | 171250 | 856250 | 60 | 50 | 0 | 0 | 0.278 | 110.278 | 090730
139 | Ramsey Board of Public Utilities | Bergen | Rehabilitation of Airmount reservoir | 0248001-005-0-0 | 16350 | 430000 | 115000 | 545000 | 60 | 50 | 0 | 0 | 0.164 | 110.164 | 090730
140 | Manchester Utilities Authority | Passaic | Interconnect two systems at intersection of North Haledon Avenue and Squaw Brook Road with valved metered 8" diameter connection | 1603001-009-0-0 | 12575 | 128691 | 44223 | 172914 | 30 | 50 | 15 | 15 | 0.126 | 110.126 | 091015
141 | Belmar Borough | Monmouth | Replacement of mains on Inlet Terrace | 1306001-001-0-0 | 6700 | 225000 | 90250 | 315250 | 75 | 0 | 5 | 30 | 0.067 | 110.067 | 090730
142 | Towne Centre - Passaic | Passaic | Construction of water mains for a brownfield redevelopment project - Towne Centre | 1605002-009-0-0 | 293039 | 500000 | 225000 | 725000 | 75 | 0 | 0 | 30 | 2.93 | 107.93 | 100730
143 | East Orange Water Commission | Essex | Installation of 2,150 LF of 8-inch & 1,400 LF of 4-inch for a redevelopment | 0705001-010-0-0 | 119650 | 325000 | 146250 | 471250 | 75 | 0 | 0 | 30 | 1.194 | 106.194 | 100730
144 | East Orange Water Commission | Essex | Cleaning & Lining of mains | 0705001-002-0-0 | 119650 | 2164500 | 822640 | 2987140 | 75 | 0 | 0 | 30 | 1.193 | 106.193 | 100730
145 | East Orange Water Commission | Essex | Replacement of west well transmission main | 0705001-006-0-0 | 119650 | 2500000 | 930000 | 3430000 | 75 | 0 | 0 | 30 | 1.192 | 106.192 | 100730
146 | East Orange Water Commission | Essex | Replacement of fifteen water mains suspended on Garden State Parkway bridges | 0705001-007-0-0 | 119650 | 2500000 | 930000 | 3430000 | 75 | 0 | 0 | 30 | 1.191 | 106.191 | 100730
147 | East Orange Water Commission | Essex | Replacement of in kind water mains and valves | 0705001-008-0-0 | 119650 | 5450000 | 1874000 | 7324000 | 75 | 0 | 0 | 30 | 1.19 | 106.19 | 091015
148 | NJ American Water Co.-Ocean City | Cape May | Replacement of 3,250 LF of water mains on 9th Street, Bay and Pleasure Avenues and Revere Place | 0508001-005-0-0 | 61047 | 376286 | 143761 | 520047 | 75 | 0 | 0 | 30 | 0.61 | 105.61 | 090730
149 | North Jersey District WS | Passaic | Acquisition and integration of the Kearny/Bayonne Transmission main | 1613001-007-0-0 | 458959 | 30000000 | 8530000 | 38530000 | 1 | 0 | 20 | 80 | 4.59 | 105.59 | 100730
150 | Perth Amboy City | Middlesex | Replacement of undersize water main - Center Street | 1216001-001-0-0 | 47330 | 1209050 | 516896 | 1725946 | 75 | 0 | 0 | 30 | 0.475 | 105.475 | 100730
151 | Perth Amboy City | Middlesex | Replacement of undersize water main - State Street | 1216001-002-0-0 | 47330 | 2490000 | 926800 | 3416800 | 75 | 0 | 0 | 30 | 0.474 | 105.474 | 100730
152 | Perth Amboy City | Middlesex | Cleaning & Lining of water mains-Central bussiness District | 1216001-003-0-0 | 47330 | 1000000 | 450000 | 1450000 | 75 | 0 | 0 | 30 | 0.473 | 105.473 | 100730
153 | Orange City | Essex | Cleaning & Lining of mains | 0717001-005-0-0 | 30000 | 1675000 | 666000 | 2341000 | 75 | 0 | 0 | 30 | 0.301 | 105.301 | 100730
154 | Towne Centre - Garfield | Bergen | Construction of water mains for a brownfield redevelopment project - Towne Centre | 0221001-006-0-0 | 29780 | 530000 | 238500 | 768500 | 75 | 0 | 0 | 30 | 0.3 | 105.3 | 100730
155 | Garfield City | Bergen | Replacement of water mains | 0221001-004-0-0 | 29780 | 4200000 | 1474000 | 5674000 | 75 | 0 | 0 | 30 | 0.299 | 105.299 | 100730
156 | Garfield City | Bergen | Replacement of 8,000 LF of 6-inch to 12-inch water main & replacement of 30 valves | 0221001-006-0-0 | 29780 | 4500000 | 2157500 | 6657500 | 75 | 0 | 0 | 30 | 0.298 | 105.298 | 091015
157 | Manchester Township | Ocean | Installation of an automated meter reading system | 1518005-003-0-0 | 26877 | 2591600 | 632183 | 3223783 | 25 | 0 | 0 | 80 | 0.269 | 105.269 | 100730
158 | Stone Harbor Borough | Cape May | Replacement of 4,000 LF of water main on 84th, 86th,87th, 89th, 94th & 109th Streets | 0510001-003-0-0 | 25725 | 688200 | 307006 | 995206 | 75 | 0 | 15 | 15 | 0.25 | 105.25 | 091015
159 | Maple Shade Township | Burlington | Replacement of water mains with 5,600 LF of 8-inch and 60 LF of 6-inch DIP | 0319001-005-0-0 | 19400 | 1256295 | 210504 | 1466799 | 75 | 0 | 0 | 30 | 0.194 | 105.194 | 100730
160 | Manchester Utilities Authority | Passaic | Slip line 16,000 LF unlined cast iron 16" pipe in High Mountain in Haledon and North Haledon w/ smaller diameter pipe | 1603001-008-0-0 | 12575 | 1100000 | 482000 | 1582000 | 75 | 0 | 15 | 15 | 0.126 | 105.126 | 100730
161 | Berkeley Township MUA | Ocean | Install automated meter reading system throughout the service area to improve the speed and reliability of billing records | 1505004-004-0-0 | 11666 | 500000 | 225000 | 725000 | 25 | 0 | 0 | 80 | 0.116 | 105.116 | 100730
162 | Woodbury City | Gloucester | Replacement of water mains | 0822001-001-0-0 | 10200 | 3313908 | 1190451 | 4504359 | 75 | 0 | 0 | 30 | 0.102 | 105.102 | 100730
163 | Matawan Borough | Monmouth | Modifications and replacements of the aeration, clarification, chemical treatment and filtration processes | 1329001-001-0-0 | 7722 | 3697961 | 1009800 | 4707761 | 100 | 0 | 5 | 0 | 0.0772 | 105.0772 | 091015
164 | Paulsboro Borough | Gloucester | Replacement of 2,300 water meters | 0814001-002-0-0 | 6160 | 880000 | 396000 | 1276000 | 25 | 0 | 0 | 80 | 0.062 | 105.062 | 100730
165 | Sussex Borough | Sussex | Replacement of 75 year old water mains | 1921001-002-0-0 | 2666 | 1402286 | 42068 | 1444354 | 75 | 0 | 0 | 30 | 0.0266 | 105.0266 | 100730
166 | Brooklawn Borough | Camden | Removal and replacement 1,500 LFof 6-inch water mains; looping of dead end water mains on Crescent Blvd., Browning Lane, Hannivig Ave., & Broadway | 0407001-004-0-0 | 2300 | 1483000 | 604560 | 2087560 | 75 | 0 | 0 | 30 | 0.023 | 105.023 | 100730
167 | Pemberton Borough | Burlington | Replacement of undersized and antiquated water mains on Hough and Handover Streets | 0328001-001-0-0 | 1610 | 750300 | 365885 | 1116185 | 75 | 0 | 0 | 30 | 0.0161 | 105.0161 | 091015
168 | Newark City | Essex | Installation of a SCADA system | 0714001-014-0-0 | 273000 | 2500000 | 930000 | 3430000 | 1 | 0 | 20 | 80 | 2.731 | 103.731 | 100730
169 | NJ American Water Co.-Monmouth | Monmouth | Replacement of ozone generators at Swimming River WTP | 1345001-005-0-0 | 289553 | 405000 | 178054 | 583054 | 100 | 0 | 0 | 0 | 2.895 | 102.895 | 091015
170 | NJ American Water Co.-Short Hills | Essex | Replacement of Canoe Brook Treatment Plant | 0712001-005-0-0 | 217230 | 52000000 | 14250000 | 66250000 | 100 | 0 | 0 | 0 | 2.172 | 102.172 | 100730
171 | Sayreville Borough | Middlesex | Close Morgantown WTP and consolidate with Bordentown Ave WTP | 1219001-007-0-0 | 40377 | 12000000 | 3610000 | 15610000 | 100 | 0 | 0 | 0 | 0.404 | 100.404 | 091015
172 | Montclair Township | Essex | Replacement of air stripping facility at Glenfield well #3 | 0713001-009-0-0 | 38977 | 573950 | 160706 | 734656 | 100 | 0 | 0 | 0 | 0.39 | 100.39 | 091015
173 | North Brunswick Township | Middlesex | Treatment plant upgrade, which includes replacing the precipitators with upflow clarifiers inside the building, new intake screens, sludge dewatering facilities and a second clear well | 1215001-003-0-0 | 38000 | 20000000 | 5930000 | 25930000 | 100 | 0 | 0 | 0 | 0.38 | 100.38 | 100730
175 | Ramsey Board of Public Utilities | Bergen | Installation of chlorine analyzers and pipe improvements to upgrade disinfection system at various facilities | 0248001-015-0-0 | 16350 | 500000 | 140000 | 640000 | 100 | 0 | 0 | 0 | 0.166 | 100.166 | 091015
176 | Bordentown City | Burlington | Treatment plant upgrades including filter panel and control panel upgrades | 0303001-004-0-0 | 13250 | 395000 | 131600 | 526600 | 100 | 0 | 0 | 0 | 0.133 | 100.133 | 091015
177 | Berlin Borough | Camden | Repairs to Plant#1 filter and complete replacement of filter media | 0405001-005-0-0 | 13121 | 80500 | 36565 | 117065 | 100 | 0 | 0 | 0 | 0.131 | 100.131 | 090730
178 | Clinton Town | Hunterdon | Replacement of leaking water mains on Leigh St. | 1005001-001-0-0 | 12505 | 950000 | 427500 | 1377500 | 75 | 25 | 0 | 0 | 0.125 | 100.125 | 100730
179 | Pompton Lakes MUA | Passaic | Replacement of gas chlorination system with solid tablet chlorination system | 1609001-003-0-0 | 11435 | 60000 | 33100 | 93100 | 100 | 0 | 0 | 0 | 0.114 | 100.114 | 091015
180 | Ringwood Borough | Passaic | Installation of chlorination station, automatic controls & protection of pipe | 1611002-001-0-0 | 9600 | 331000 | 59580 | 390580 | 100 | 0 | 0 | 0 | 0.096 | 100.096 | 091015
181 | Fayson Lake Water Co | Morris | Upgrade treatment facility with reclaimation from backwash of filters | 1415001-001-0-0 | 3010 | 525000 | 236250 | 761250 | 100 | 0 | 0 | 0 | 0.03 | 100.03 | 100730
182 | Roosevelt Borough | Monmouth | Upgrades to Water Treatment Plant including security improvements, replace pumps and repairs to aerator roof | 1341001-003-0-0 | 935 | 100000 | 75000 | 175000 | 100 | 0 | 0 | 0 | 0.009 | 100.009 | 091015
183 | Collier Services | Monmouth | Replace existing hypochlorination and water softener systems with new hypochlorination and iron removal systems; construct new well/treatment house with security features; replace auxiliary power and redevelop existing 25 gpm well. | 1328300-003-0-0 | 350 | 100000 | 45000 | 145000 | 100 | 0 | 0 | 0 | 0.004 | 100.004 | 100730
184 | Plausha Park Water Co | Morris | Various improvements to the wellhouse and treatment | 1421004-001-0-0 | 200 | 125000 | 56250 | 181250 | 100 | 0 | 0 | 0 | 0.002 | 100.002 | 100730
185 | Willingboro MUA | Burlington | Replacement of 53,000 LF of 6 and 8-inch mains-Twin Hills | 0338001-002-0-0 | 40000 | 8100000 | 1985440 | 10085440 | 75 | 0 | 20 | 0 | 0.4 | 95.4 | 091015
186 | Rahway City | Union | Cleaning & Lining of various water main sections | 2013001-002-0-0 | 26500 | 1100000 | 482000 | 1582000 | 75 | 0 | 5 | 15 | 0.266 | 95.266 | 100730
187 | Rahway City | Union | Cleaning & Lining of various water main sections | 2013001-001-0-0 | 26500 | 900000 | 405000 | 1305000 | 75 | 0 | 5 | 15 | 0.265 | 95.265 | 100730
188 | Mahwah Township | Bergen | Installation of emergency generators | 0233001-005-0-0 | 24062 | 350000 | 157500 | 507500 | 45 | 50 | 0 | 0 | 0.243 | 95.243 | 100730
189 | Gloucester City | Camden | Construction of a 1.0 MG storage tank to replace standpipe | 0414001-014-0-0 | 11484 | 3000000 | 1090000 | 4090000 | 50 | 0 | 15 | 30 | 0.114 | 95.114 | 100730
190 | Towne Centre - Cliffside Park | Bergen | Construction of water mains for a brownfield redevelopment project - Towne Centre | 0238001-001-0-0 | 394079 | 525000 | 236250 | 761250 | 75 | 0 | 0 | 15 | 3.941 | 93.941 | 100730
191 | NJ American Water Co.-Atlantic | Atlantic | Replacement of 1,750 LF of water mains on Goll Street, MacArthur Blvd and SP Circle | 0119002-008-0-0 | 88088 | 123321 | 22837 | 146158 | 75 | 0 | 0 | 15 | 0.882 | 90.882 | 100730
192 | NJ American Water Co.-Atlantic | Atlantic | Replacement of 3,200 LF of water mains on 1st and 3rd Streets and Waterway Road | 0119002-007-0-0 | 88088 | 452492 | 172876 | 625368 | 75 | 0 | 0 | 15 | 0.8808 | 90.8808 | 090730
193 | NJ American Water Co.-Ocean City | Cape May | 8th and 46th Street Tank Painting | 0508001-004-0-0 | 61047 | 1950000 | 423276 | 2373276 | 60 | 0 | 0 | 30 | 0.61 | 90.61 | 090730
194 | Perth Amboy City | Middlesex | Florida Grove Reservoir Replacement or Rehab - Phase II | 1216001-005-0-0 | 47330 | 6000000 | 2050000 | 8050000 | 60 | 0 | 0 | 30 | 0.473 | 90.473 | 100730
195 | Bloomfield Township | Essex | Cleaning and Lining of water mains | 0702001-001-0-0 | 45061 | 1000000 | 450000 | 1450000 | 75 | 0 | 0 | 15 | 0.451 | 90.451 | 100730
196 | Belleville Township | Essex | Extension of 12 inch water main to the Medical Center | 0701001-001-0-0 | 35928 | 350000 | 157500 | 507500 | 75 | 0 | 0 | 15 | 0.359 | 90.359 | 100730
197 | Belleville Township | Essex | Replacement of inoperable valves & hydrants | 0701001-002-0-0 | 35928 | 525000 | 236250 | 761250 | 75 | 0 | 0 | 15 | 0.358 | 90.358 | 100730
198 | Garfield City | Bergen | Replacement of the Botany Street pump station. Expansion of the SCADA system | 0221001-005-0-0 | 29780 | 2050000 | 786000 | 2836000 | 60 | 0 | 0 | 30 | 0.298 | 90.298 | 100730
199 | Deptford Twp MUA | Gloucester | Water main replacement in Cooper Village & new insertion valve at Clement Bridges Rd | 0802001-001-0-0 | 26000 | 1629290 | 697322 | 2326612 | 75 | 0 | 0 | 15 | 0.26 | 90.26 | 091015
200 | Lyndhurst Township | Bergen | Replacement of 1,350 LF of antiquated water mains | 0232001-002-0-0 | 19800 | 2326000 | 135000 | 2461000 | 75 | 0 | 0 | 15 | 0.199 | 90.199 | 100730
201 | Lyndhurst Township | Bergen | Replacement of 10 miles of antiquated water mains and appurtenances-Phase 1 | 0232001-001-0-0 | 19800 | 9500000 | 2200000 | 11700000 | 75 | 0 | 0 | 15 | 0.198 | 90.198 | 091015
202 | Brigantine City | Atlantic | Rehabilitation of two storage tanks-14th and 42nd Sts | 0103001-009-0-0 | 17395 | 900000 | 342000 | 1242000 | 60 | 0 | 0 | 30 | 0.174 | 90.174 | 090730
203 | Barnegat Township | Ocean | Replacement of water meters & Back flow preventers | 1533001-002-0-0 | 15300 | 450000 | 202500 | 652500 | 75 | 0 | 0 | 15 | 0.153 | 90.153 | 100730
204 | Beach Haven Borough | Ocean | Replacement of undersized water mains with 6-inch mains | 1503001-002-0-0 | 13250 | 2300000 | 866000 | 3166000 | 75 | 0 | 0 | 15 | 0.133 | 90.133 | 100730
205 | Long Beach Township (Brant Beach) | Ocean | Replace 12,000 LF of undersized water mains with 6-inch | 1517001-009-0-0 | 10600 | 1465770 | 569731 | 2035501 | 75 | 0 | 0 | 15 | 0.106 | 90.106 | 091015
206 | Woodbury City | Gloucester | Replacement of storage reservoir with 1 MG cylindrical tank | 0822001-005-0-0 | 10200 | 2500000 | 500000 | 3000000 | 60 | 0 | 0 | 30 | 0.102 | 90.102 | 090730
207 | Milltown Borough | Middlesex | Cleaning and lining of water mains, replacement of fire hydrants, gate valves and valve boxes in the Borough | 1212001-001-0-0 | 7052 | 1000000 | 450000 | 1450000 | 75 | 0 | 15 | 0 | 0.0705 | 90.0705 | 100730
208 | Hightstown Borough | Mercer | Replacement of 8000 LF of 10 & 12-inch water main | 1104001-004-0-0 | 5516 | 1600000 | 335000 | 1935000 | 75 | 0 | 15 | 0 | 0.055 | 90.055 | 091015
209 | Ocean Gate Borough | Ocean | Paint a 0.2 MG storage tank | 1521001-002-0-0 | 3470 | 355215 | 57149 | 412364 | 60 | 0 | 0 | 30 | 0.035 | 90.035 | 090730
210 | National Park Borough | Gloucester | Water main and valve rehabilitation | 0812001-003-0-0 | 3289 | 261200 | 96580 | 357780 | 75 | 0 | 0 | 15 | 0.03289 | 90.0329 | 091015
211 | NJ American Water Co.-Belvidere | Warren | Replacement of 800 LF of water mains on Front Street | 2103001-003-0-0 | 3158 | 202372 | 77318 | 279690 | 75 | 0 | 0 | 15 | 0.0315 | 90.0315 | 091015
212 | Sussex Borough | Sussex | Painting of existing exterior tanks | 1921001-003-0-0 | 2666 | 525857 | 15776 | 541633 | 60 | 0 | 0 | 30 | 0.0266 | 90.0266 | 090730
213 | Brooklawn Borough | Camden | Painting interior & exterior of water tank | 0407001-005-0-0 | 2300 | 429000 | 193050 | 622050 | 60 | 0 | 0 | 30 | 0.023 | 90.023 | 100730
214 | Byram Twp Homeowners Assoc | Sussex | Install pressure reducing valve for storage tank | 1904009-002-0-0 | 400 | 100000 | 45000 | 145000 | 75 | 0 | 15 | 0 | 0.004 | 90.004 | 100730
215 | Lake Glenwood Village | Sussex | Installation of 7,100 LF of 6-inch Cement Lined Ductile Iron Pipe replacement water mains | 1922010-002-0-0 | 250 | 500000 | 225000 | 725000 | 75 | 0 | 15 | 0 | 0.0025 | 90.0025 | 100730
216 | Willor Manor Water Company | Sussex | Replacement of undersized water mains | 1904008-002-0-0 | 50 | 213424 | 88321 | 301745 | 75 | 0 | 15 | 0 | 0.001 | 90.001 | 100730
217 | Passaic Valley WC | Passaic | Installation of a back up Wanaque interconnection line | 1605002-010-0-0 | 314900 | 750000 | 337500 | 1087500 | 30 | 0 | 20 | 30 | 3.15 | 83.15 | 100730
218 | Passaic Valley WC | Passaic | Emergency interconnection upgrade between PVWC and United Water that supply water to the Borough of Lodi | 1605002-022-0-0 | 314900 | 2000000 | 770000 | 2770000 | 30 | 0 | 20 | 30 | 3.149 | 83.149 | 100730
219 | Passaic Valley WC | Passaic | Upgrade the interconnection with United WC | 1605002-016-0-0 | 314900 | 2000000 | 770000 | 2770000 | 30 | 0 | 20 | 30 | 3.148 | 83.148 | 100730
220 | Trenton City | Mercer | Addition of 2 natural gas generators at the Central Pumping Station | 1111001-006-0-0 | 255000 | 6500000 | 2050000 | 8550000 | 45 | 0 | 20 | 15 | 2.55 | 82.55 | 090730
221 | Brick Township MUA | Ocean | Installation of security measures in water system: Hatch Blue Guardian system to monitor WQ, lightning strike protection, surveillance cameras, wind turbine and solar panels | 1506001-006-0-0 | 134108 | 2300000 | 800000 | 3100000 | 45 | 0 | 20 | 15 | 1.342 | 81.342 | 100730
222 | Brick Township MUA | Ocean | Installation of emergency generators w/ controls & instrumentation at 3 booster pump stations | 1506001-004-0-0 | 134108 | 450000 | 160980 | 610980 | 45 | 0 | 20 | 15 | 1.341 | 81.341 | 100730
223 | Berkeley Township MUA | Ocean | Install new water mains to existing homes and commercial establishments. New mains are approx. 10,000 LF of 8, 10 and 12 inch ductile iron cement | 1505004-002-0-0 | 11666 | 5226820 | 1425364 | 6652184 | 1 | 0 | 0 | 80 | 0.118 | 81.118 | 100730
224 | Berkeley Township/MUA | Ocean | Extension of water mains to serve existing homes on private wells in the Manitou Park Section of the Township | 1505004-005-0-0 | 11666 | 7500000 | 3319165 | 10819165 | 1 | 0 | 0 | 80 | 0.1166 | 81.1166 | 091015
225 | NJ American Water Co.-Elizabethtown | Union | 36 inch valve replacement at Madison Hill Road | 2004002-006-0-0 | 609325 | 175000 | 78750 | 253750 | 75 | 0 | 0 | 0 | 6.095 | 81.095 | 100730
226 | NJ American Water Co.-Elizabethtown | Union | Replacement of 540 LF of water mains on Carlton Road, Park and Central Roads | 2004002-005-0-0 | 609325 | 375000 | 96976 | 471976 | 75 | 0 | 0 | 0 | 6.094 | 81.094 | 091015
227 | NJ American Water Co.-Elizabethtown | Union | Replacement of 9,505 LF of water mains on Grover and Brandt Avenues, Black River and Carlton Roads and various Streets | 2004002-004-0-0 | 609325 | 1429570 | 264735 | 1694305 | 75 | 0 | 0 | 0 | 6.093 | 81.093 | 100730
228 | Winslow Township | Camden | Install new 500 GPM well #12 | 0436007-005-0-0 | 26564 | 228600 | 102870 | 331470 | 15 | 50 | 15 | 0 | 0.267 | 80.267 | 100730
229 | Winslow Township | Camden | Install appurtenances associated with new well #12 (SCADA, well house, transmission mains) | 0436007-004-0-0 | 26564 | 1791000 | 703120 | 2494120 | 15 | 50 | 15 | 0 | 0.266 | 80.266 | 100730
230 | Mahwah Township | Bergen | Interconnection on Campgaw & Pulis Avenues | 0233001-003-0-0 | 24062 | 1300000 | 546000 | 1846000 | 30 | 50 | 0 | 0 | 0.242 | 80.242 | 100730
231 | NJ American Water Co.-Monmouth | Monmouth | Rehab of High Service Transmission Main in Middletown | 1345001-006-0-0 | 289553 | 5400000 | 600000 | 6000000 | 75 | 0 | 0 | 0 | 2.897 | 77.897 | 091015
232 | NJ American Water Co.-Monmouth | Monmouth | East End Transmission Main Replacement | 1345001-009-0-0 | 289553 | 1391309 | 257650 | 1648959 | 75 | 0 | 0 | 0 | 2.896 | 77.896 | 091015
233 | NJ American Water Co.-Monmouth | Monmouth | Replacement of 12,962 LF of water mains on Euclid and Woodbine Avenues, 1st Street and various other roads | 1345001-012-0-0 | 289553 | 1150044 | 212971 | 1363015 | 75 | 0 | 0 | 0 | 2.895 | 77.895 | 091015
234 | NJ American Water Co.-Western Div. | Burlington | Replacement of 800 LF of water mains on Laurel Springs - Park Avenue | 0327001-010-0-0 | 253045 | 63240 | 11713 | 74953 | 75 | 0 | 0 | 0 | 2.531 | 77.531 | 091015
235 | NJ American Water Co.-Western Div. | Burlington | Replacement of 1,000 LF of water mains on Route 130 at Wynwood Drive | 0327001-009-0-0 | 253045 | 88538 | 16396 | 104934 | 75 | 0 | 0 | 0 | 2.5304 | 77.5304 | 091015
236 | Middlesex Water Company | Middlesex | Construction of a 48-inch, 30,000 LF of finished water supply Transmission main from Carl J Olsen WTP to intersect Tices Lane and Old Bridge Turnpike in East Brunswick | 1225001-018-0-0 | 250010 | 23200000 | 6762000 | 29962000 | 75 | 0 | 0 | 0 | 2.509 | 77.509 | 100730
237 | Middlesex Water Company | Middlesex | Cleaning & cement lining of mains (Phase 9) | 1225001-012-0-0 | 250010 | 3300000 | 700000 | 4000000 | 75 | 0 | 0 | 0 | 2.506 | 77.506 | 100730
238 | Middlesex Water Company | Middlesex | Cleaning & cement lining of mains (Phase 10) | 1225001-013-0-0 | 250010 | 4000000 | 1410000 | 5410000 | 75 | 0 | 0 | 0 | 2.505 | 77.505 | 130730
239 | Middlesex Water Company | Middlesex | Cleaning & cement lining of mains (Phase 11) | 1225001-014-0-0 | 250010 | 4000000 | 1410000 | 5410000 | 75 | 0 | 0 | 0 | 2.504 | 77.504 | 150730
240 | Middlesex Water Company | Middlesex | Cleaning & cement lining of mains (Phase 12) | 1225001-015-0-0 | 250010 | 4000000 | 1410000 | 5410000 | 75 | 0 | 0 | 0 | 2.503 | 77.503 | 170730
241 | Middlesex Water Company | Middlesex | Cleaning & cement lining of mains (Phase 13) | 1225001-016-0-0 | 250010 | 2891496 | 1055279 | 3946775 | 75 | 0 | 0 | 0 | 2.502 | 77.502 | 190730
242 | Middlesex Water Company | Middlesex | Replacement of 5,000 LF of 24-inch cast iron mains from Main Street in the Borough of Sayreville across the Raritan River to the City of Perth Amboy. | 1225001-019-0-0 | 250010 | 4200000 | 1474000 | 5674000 | 75 | 0 | 0 | 0 | 2.501 | 77.501 | 100730
243 | Catateret Borough | Middlesex | Installation of 6-inch main to serve waterfront park in Cateret | 1225001-020-0-0 | 250010 | 600000 | 258000 | 858000 | 75 | 0 | 0 | 0 | 2.5 | 77.5 | 100730
244 | NJ American Water Co.-Short Hills | Essex | Replacement of 790 LF of water mains on Inwood Road, Glen Brook Crest and Chancelor Avenues | 0712001-009-0-0 | 217230 | 177076 | 32792 | 209868 | 75 | 0 | 0 | 0 | 2.175 | 77.175 | 100730
245 | NJ American Water Co.-Short Hills/Free Acres HOA | Essex | Replacement of water mains to service 85 residents in Free Acres | 0712001-010-0-0 | 217230 | 758250 | 341213 | 1099463 | 75 | 0 | 0 | 0 | 2.174 | 77.174 | 091015
246 | NJ American Water Co.-Short Hills | Essex | Replacement of two large valves | 0712001-008-0-0 | 217230 | 600000 | 270000 | 870000 | 75 | 0 | 0 | 0 | 2.173 | 77.173 | 100730
247 | NJ American Water Co.-Short Hills | Essex | Replacement of 13,650 LF of water mains on Childs, Lake, Round Top and Ashland Roads, Kinnan and PV Ways | 0712001-007-0-0 | 217230 | 3415032 | 632413 | 4047445 | 75 | 0 | 0 | 0 | 2.172 | 77.172 | 091015
248 | East Orange Water Commission | Essex | Installation of solar power at water treatment plant | 0705001-009-0-0 | 119650 | 1000000 | 450000 | 1450000 | 45 | 0 | 0 | 30 | 1.19 | 76.19 | 100730
249 | Old Bridge MUA | Middlesex | Replacement of water mains along Lawrence Harbor Road | 1209002-002-0-0 | 60000 | 1600000 | 642000 | 2242000 | 75 | 0 | 0 | 0 | 0.6 | 75.6 | 100730
250 | Wayne Township | Passaic | Replacement of 2400 LF of 8-inch water main and 2000 LF of 12-inch water main -Farmingdale Area | 1614001-001-0-0 | 55000 | 1100000 | 482000 | 1582000 | 75 | 0 | 0 | 0 | 0.55 | 75.55 | 100730
251 | Parsippany Troy Hills Township | Morris | Construction of 1,800 LF of 16-inch DIP transmission main | 1429001-003-0-0 | 50649 | 475000 | 206750 | 681750 | 75 | 0 | 0 | 0 | 0.5064 | 75.5064 | 091015
252 | Franklin Township | Somerset | Installation of new water mains to eliminate dead end mains | 1808001-006-0-0 | 50000 | 920000 | 414000 | 1334000 | 75 | 0 | 0 | 0 | 0.5 | 75.5 | 100730
253 | East Brunswick Twp | MIddlesex | Replacement of undersized water mains on Wilmot, Harrison and various streets | 1204001-001-0-0 | 47000 | 3672735 | 1347265 | 5020000 | 75 | 0 | 0 | 0 | 0.47 | 75.47 | 100730
254 | Sayreville Borough | Middlesex | Clean and line water mains in several sections of the Borough | 1219001-008-0-0 | 40377 | 2000000 | 730000 | 2730000 | 75 | 0 | 0 | 0 | 0.406 | 75.406 | 091015
255 | Sayreville Borough | Middlesex | Rehabilitate existing unlined cast iron water mains in several areas of Sayreville | 1219001-004-0-0 | 40377 | 5000000 | 1730000 | 6730000 | 75 | 0 | 0 | 0 | 0.405 | 75.405 | 100730
256 | Sayreville Borough | Middlesex | Construct new water main along Washington Road | 1219001-006-0-0 | 40377 | 650000 | 279500 | 929500 | 75 | 0 | 0 | 0 | 0.404 | 75.404 | 091015
257 | Mount Laurel Township MUA | Burlington | Replacement of 1,460 LF of 8 and 12-inch water main | 0324001-006-0-0 | 40221 | 322000 | 251260 | 573260 | 75 | 0 | 0 | 0 | 0.402 | 75.402 | 100730
258 | Montclair Township | Essex | Cleaning & Lining of water mains | 0713001-002-0-0 | 38977 | 750000 | 337500 | 1087500 | 75 | 0 | 0 | 0 | 0.392 | 75.392 | 100730
259 | Montclair Township | Essex | Replace Transmission Valves | 0713001-003-0-0 | 38977 | 650000 | 292500 | 942500 | 75 | 0 | 0 | 0 | 0.391 | 75.391 | 100730
260 | Montclair Township | Essex | Replacement of lead service Lines - Phase III | 0713001-010-0-0 | 38977 | 900000 | 252000 | 1152000 | 75 | 0 | 0 | 0 | 0.3897 | 75.3897 | 100730
261 | North Brunswick Township | Middlesex | Install 16 inch water main to connect existing Township water mains located both sides of Route 1 to complete a service loop | 1215001-004-0-0 | 38000 | 1750000 | 307000 | 2057000 | 75 | 0 | 0 | 0 | 0.382 | 75.382 | 091015
262 | North Brunswick Township | Middlesex | Replacement of 4 miles of 24 inch water main from the North Brunswick Twp Treatment plant to Finnegan's Lane | 1215001-002-0-0 | 38000 | 5000000 | 1730000 | 6730000 | 75 | 0 | 0 | 0 | 0.381 | 75.381 | 100730
263 | North Brunswick Township | Middlesex | Replacement of 2,350 LF of 8 inch water mains on Excelsior and Thalia Streets and Sioux Road | 1215001-005-0-0 | 38000 | 844000 | 365000 | 1209000 | 75 | 0 | 0 | 0 | 0.38 | 75.38 | 091015
264 | Burlington Township | Burlington | Replacement of 1,500 LF of main on Lansberry Dr and LaVeer Rd | 0306001-004-0-0 | 22000 | 214000 | 96300 | 310300 | 75 | 0 | 0 | 0 | 0.22 | 75.22 | 100730
265 | Montville Township | Morris | Installation of 880 LF of 8 inch water main and a pressure reducing faciity to provide a secondary supply to the Pine Brook Road service area | 1421003-002-0-0 | 21000 | 125000 | 35000 | 160000 | 75 | 0 | 0 | 0 | 0.211 | 75.211 | 100730
266 | Ramsey Board of Public Utilities | Bergen | Replacement of North Central Ave water main | 0248001-014-0-0 | 16350 | 60000 | 40000 | 100000 | 75 | 0 | 0 | 0 | 0.166 | 75.166 | 091015
267 | Sparta Township Water Utility | Sussex | Sandblasting and painting of the interior and exterior of the Ridgeview steel water tank (0.3 MG) and Ranger steel water tank (0.8 MG) | 1918004-002-0-0 | 15726 | 250000 | 30000 | 280000 | 60 | 0 | 15 | 0 | 0.157 | 75.157 | 091015
268 | Beach Haven Borough | Ocean | Rehabilitation of elevated storage tank | 1503001-003-0-0 | 13250 | 709500 | 299135 | 1008635 | 60 | 0 | 0 | 15 | 0.136 | 75.136 | 091015
269 | Bordentown City | Burlington | Replacement of 1,500 LF of 12-inch transmission mains | 0303001-002-0-0 | 13250 | 330000 | 158900 | 488900 | 75 | 0 | 0 | 0 | 0.135 | 75.135 | 091015
271 | Bordentown City | Burlington | Clean & line 340 LF of water main & install 470 LF of water main w/ appurtenances | 0303001-001-0-0 | 13250 | 225000 | 98000 | 323000 | 75 | 0 | 0 | 0 | 0.133 | 75.133 | 091015
272 | Saddle Brook Township | Gloucester | Construction of 1,200 LF of 8-inch water mains | 0802001-001-0-0 | 13155 | 465000 | 209250 | 674250 | 75 | 0 | 0 | 0 | 0.132 | 75.132 | 100730
273 | Berlin Borough | Camden | A 12 inch water main needs to be tied in at Park Drive and White Horse Pike | 0405001-006-0-0 | 13121 | 200000 | 90000 | 290000 | 75 | 0 | 0 | 0 | 0.131 | 75.131 | 100730
274 | Clinton Town | Hunterdon | Construction of a new 2.5 MG Storage Tank | 1005001-002-0-0 | 12505 | 2410045 | 524800 | 2934845 | 50 | 25 | 0 | 0 | 0.125 | 75.125 | 091015
275 | Haddonfield Borough | Camden | Replacement of water main on Tanner & Woodlane with 8 inch | 0417001-001-0-0 | 11600 | 597262 | 163097 | 760359 | 75 | 0 | 0 | 0 | 0.116 | 75.116 | 091015
276 | Pompton Lakes MUA | Passaic | Abandonment of Cannonball Rd main and installation of insertion valves throughout system | 1609001-001-0-0 | 11435 | 140000 | 69000 | 209000 | 75 | 0 | 0 | 0 | 0.115 | 75.115 | 091015
277 | Pompton Lakes MUA | Passaic | Replacement of water mains in Garden Rd area & Colfax Ave | 1609001-006-0-0 | 11435 | 1700000 | 700000 | 2400000 | 75 | 0 | 0 | 0 | 0.114 | 75.114 | 100730
278 | Beachwood Borough | Ocean | The Cable Avenue water main replacement includes replacing 4, 6 and 8 inch water mains with 3,500 LF of 8 inch main | 1504001-006-0-0 | 10375 | 500000 | 100000 | 600000 | 75 | 0 | 0 | 0 | 0.104 | 75.104 | 100730
279 | East Hanover Township | Morris | Replace water mains | 1410001-004-0-0 | 10000 | 350000 | 157500 | 507500 | 75 | 0 | 0 | 0 | 0.101 | 75.101 | 100730
280 | Wanaque Borough | Passaic | Replacement of approximately 6,000 feet of water main and services on Ringwood Avenue | 1613002-002-0-0 | 9954 | 1700000 | 286000 | 1986000 | 75 | 0 | 0 | 0 | 0.09954 | 75.0995 | 091015
281 | Ringwood Borough | Passaic | Replacement of undersized water mains | 1611002-002-0-0 | 9600 | 650000 | 292500 | 942500 | 75 | 0 | 0 | 0 | 0.096 | 75.096 | 100730
282 | Aberdeen Township | Monmouth | Install two water utility crossing of Route 35 to improve the capability of the existing water distribution system | 1330002-004-0-0 | 8900 | 350000 | 161000 | 511000 | 75 | 0 | 0 | 0 | 0.093 | 75.093 | 100730
283 | Aberdeen Township | Monmouth | Replace deteriorated water main from Route 35/Long Neck crossing to and along County Road to improve the system's reliability, pressure and fire protection | 1330002-003-0-0 | 8900 | 650000 | 292500 | 942500 | 75 | 0 | 0 | 0 | 0.092 | 75.092 | 100730
284 | Aberdeen Township | Monmouth | Replace existing water main crossing on Cliffwood Avenue/NJGSP overpass with a new water main to improve the system's reliability, pressure and fire protection | 1330002-002-0-0 | 8900 | 995000 | 457700 | 1452700 | 75 | 0 | 0 | 0 | 0.091 | 75.091 | 100730
285 | Aberdeen Township | Monmouth | Installation of water mains to provide water services and fire protection to residents within the Aberdeen Road area of the Cliffwood/Cliffwood Beach service areas. | 1330002-001-0-0 | 8900 | 775000 | 356000 | 1131000 | 75 | 0 | 0 | 0 | 0.09 | 75.09 | 100730
286 | Florham Park Boro | Morris | Replacement of 14 6-inch line valves, 12 hydrants and 11 services | 1411001-002-0-0 | 8857 | 164080 | 73836 | 237916 | 75 | 0 | 0 | 0 | 0.089 | 75.089 | 091015
287 | Spotswood Borough | Middlesex | Cleaning and lining of approximaty 3,600 LF of water mains | 1224001-001-0-0 | 8200 | 400000 | 180000 | 580000 | 75 | 0 | 0 | 0 | 0.082 | 75.082 | 100730
288 | Hopatcong Borough | Sussex | Replacement of mains with upgrading of well & pump - Wildwood Shores & Madison Trail | 1912001-002-0-0 | 7900 | 775000 | 348750 | 1123750 | 75 | 0 | 0 | 0 | 0.079 | 75.079 | 100730
289 | Richard Stockton College of NJ | Atlantic | Installation of solar power at water treatment plant | 0111304-001-0-0 | 6600 | 680000 | 306000 | 986000 | 45 | 0 | 15 | 15 | 0.066 | 75.066 | 100730
290 | Glen Ridge Borough | Essex | Replace approximately 220 lead services and abandon undersize mains-phase III | 0708001-005-0-0 | 6125 | 482500 | 313500 | 796000 | 75 | 0 | 0 | 0 | 0.061 | 75.061 | 091015
291 | Bloomingdale Borough | Passaic | Replacement of undersize mains with 8-inch & 10-inch cement lined ductile iron pipe | 1601001-004-0-0 | 5000 | 633710 | 285170 | 918880 | 75 | 0 | 0 | 0 | 0.05 | 75.05 | 100730
292 | Stanhope Borough | Sussex | Replcament of old 4 inch water mains in Overhill and Ridge Roads, Plane and High Streets with 8 inch DIP totaling 1,485 LF including valves and fittings | 1919001-001-0-0 | 3730 | 280000 | 126000 | 406000 | 75 | 0 | 0 | 0 | 0.0373 | 75.0373 | 100730
293 | NJ American Water Co.-Ortley Beach | Ocean | Replacement of 1,430 LF of water mains on West Plover and West Swordfish Ways | 1507007-002-0-0 | 3667 | 99479 | 18421 | 117900 | 75 | 0 | 0 | 0 | 0.0366 | 75.0366 | 091015
294 | Ocean Gate Borough | Ocean | Installation and hook up of a wind turbine electrical generator for powering the Water System and providing the necessary electrical hookups to the existing electrical equipment and adapting to the existing electrical power grid. | 1521001-001-0-0 | 3470 | 300000 | 135000 | 435000 | 45 | 0 | 0 | 30 | 0.035 | 75.035 | 090730
295 | Fayson Lake Water Co | Morris | Replace existing water main to eliminate breaks and upgrade water mains to loop system | 1415001-002-0-0 | 3010 | 568000 | 255600 | 823600 | 75 | 0 | 0 | 0 | 0.03 | 75.03 | 100730
296 | Milford Borough | Hunterdon | Replace 5,000 LF with 8-inch water mains on Delaware & Ravine Rds to loop system | 1020001-002-0-0 | 1415 | 1040000 | 825220 | 1865220 | 75 | 0 | 0 | 0 | 0.015 | 75.015 | 100730
297 | Milford Borough | Hunterdon | Replace 3,000 LF with 8-inch water mains on Green, Maple, Orchard, Walnut & Railroad Sts | 1020001-001-0-0 | 1415 | 710000 | 352500 | 1062500 | 75 | 0 | 0 | 0 | 0.014 | 75.014 | 100730
298 | Roosevelt Borough | Monmouth | Cleaning and Lining of water mains within the Borough | 1341001-001-0-0 | 935 | 317935 | 158967 | 476902 | 75 | 0 | 0 | 0 | 0.009 | 75.009 | 100730
299 | Collier Services | Monmouth | Replace distribution system and associated appurtenances including hydrants within the Collier Services property | 1328300-002-0-0 | 350 | 254000 | 114300 | 368300 | 75 | 0 | 0 | 0 | 0.004 | 75.004 | 100730
300 | Rosemont Water Company | Hunterdon | Rehabilitate and/or replace existing distribution mains | 1007002-002-0-0 | 225 | 361456 | 162655 | 524111 | 75 | 0 | 0 | 0 | 0.003 | 75.003 | 100730
301 | Plausha Park Water Co | Morris | Replacement of valves, installing blow off valves and shut off valves | 1421004-002-0-0 | 200 | 50000 | 22500 | 72500 | 75 | 0 | 0 | 0 | 0.002 | 75.002 | 100730
302 | Stafford Township | Ocean | Installation of new water meters @ Ocean Acres (Phase 5) | 1530004-012-0-0 | 19812 | 352129 | 36170 | 388299 | 35 | 0 | 20 | 15 | 0.198 | 70.198 | 090730
303 | Netcong Borough | Morris | Drill new well to meet current demand | 1428001-003-0-0 | 3236 | 425000 | 191250 | 616250 | 15 | 50 | 5 | 0 | 0.032 | 70.032 | 100730
304 | Passaic Valley WC | Passaic | Replacement of surface water intake facilities on the Passaic River | 1605002-009-0-0 | 314900 | 800000 | 360000 | 1160000 | 15 | 0 | 20 | 30 | 3.149 | 68.149 | 100730
305 | Trenton City | Mercer | Construction of an emergency interconnection with NJAWCo comprising of 33,000 LF of 12, 16 and 24 inches of transmission main | 1111001-007-0-0 | 255000 | 13000000 | 4110000 | 17110000 | 30 | 0 | 20 | 15 | 2.55 | 67.55 | 100730
306 | NJ American Water Co.-Elizabethtown | Union | Hummocks Tank Painting | 2004002-002-0-0 | 609325 | 1698592 | 133098 | 1831690 | 60 | 0 | 0 | 0 | 6.094 | 66.094 | 091015
307 | NJ American Water Co.-Elizabethtown | Union | Upgrade or replace existing booster station due to aging and obolete equipment (Roselle Station) | 2004002-003-0-0 | 609325 | 4446416 | 1253584 | 5700000 | 60 | 0 | 0 | 0 | 6.093 | 66.093 | 091015
308 | NJ American Water Co.-Atlantic | Atlantic | Construction of a 1.5 MG elevated tank including water mains | 0119002-004-0-0 | 88088 | 2100000 | 802000 | 2902000 | 50 | 0 | 0 | 15 | 0.881 | 65.881 | 100730
309 | Willingboro MUA | Burlington | Installation of solar power at water treatment plant | 0338001-001-0-0 | 40000 | 2320000 | 510600 | 2830600 | 45 | 0 | 20 | 0 | 0.4 | 65.4 | 090730
310 | Rahway City | Union | Repainting of 1.5 MG elevated & 0.5 MG watersphere water tanks | 2013001-004-0-0 | 26500 | 750000 | 337500 | 1087500 | 60 | 0 | 5 | 0 | 0.265 | 65.265 | 100730
311 | Ramsey Board of Public Utilities | Bergen | Rehabilitate Dixon, Martis & Spring wells | 0248001-006-0-0 | 16350 | 250000 | 112500 | 362500 | 15 | 50 | 0 | 0 | 0.165 | 65.165 | 100730
312 | Ramsey Board of Public Utilities | Bergen | Construction of 2 wells with pump station & piping | 0248001-007-0-0 | 16350 | 3090000 | 1118800 | 4208800 | 15 | 50 | 0 | 0 | 0.164 | 65.164 | 100730
313 | Matawan Borough | Monmouth | Structural improvement at the two existing water storage tanks | 1329001-002-0-0 | 7722 | 716312 | 195603 | 911915 | 60 | 0 | 5 | 0 | 0.0772 | 65.0772 | 091015
314 | Lake Glenwood Village | Sussex | Installation of a new 8,000 gal. underground concrete water storage tank | 1922010-003-0-0 | 250 | 50000 | 22500 | 72500 | 50 | 0 | 15 | 0 | 0.0025 | 65.0025 | 100730
315 | NJ American Water Co.-Monmouth | Monmouth | Sunset Avenue Water Witch and Monterey Tank Painting | 1345001-010-0-0 | 289553 | 1439085 | 112764 | 1551849 | 60 | 0 | 0 | 0 | 2.896 | 62.896 | 091015
316 | NJ American Water Co.-Monmouth | Monmouth | Rehab of Newman Springs Pumping Station | 1345001-008-0-0 | 289553 | 400000 | 180000 | 580000 | 60 | 0 | 0 | 0 | 2.895 | 62.895 | 100730
317 | NJ American Water Co.-Western Div. | Burlington | Hi-Nella Tank Painting | 0327001-007-0-0 | 253045 | 754930 | 59155 | 814085 | 60 | 0 | 0 | 0 | 2.5304 | 62.5304 | 091015
318 | NJ American Water Co.-Short Hills | Essex | Short Hills Tank Painting | 0712001-006-0-0 | 217230 | 330282 | 25880 | 356162 | 60 | 0 | 0 | 0 | 2.172 | 62.172 | 091015
319 | Stafford Township | Ocean | Construction of 2,600 LF of 8 and 12-inch water main on Rte 9 and Oak Ave | 1530004-014-0-0 | 19812 | 487224 | 218978 | 706202 | 1 | 25 | 20 | 15 | 0.198 | 61.198 | 091015
320 | Old Bridge MUA | Middlesex | Construct 12-inch and 16-inch pipe to connect the existing Higgins Road water storage tank to the existing Rt 516 ground water storage tank and rehabilitate tanks | 1209002-007-0-0 | 60000 | 3800000 | 1346000 | 5146000 | 60 | 0 | 0 | 0 | 0.6 | 60.6 | 091015
321 | Parsippany Troy Hills Township | Morris | Repainting of 1 MG water storage tank | 1429001-004-0-0 | 50649 | 820000 | 101000 | 921000 | 60 | 0 | 0 | 0 | 0.5064 | 60.5064 | 091015
322 | Franklin Township | Somerset | Replacement of 2 elevated storage tanks | 1808001-004-0-0 | 50000 | 7500000 | 2530000 | 10030000 | 60 | 0 | 0 | 0 | 0.5 | 60.5 | 100730
323 | Sayreville Borough | Middlesex | Rehabilitate existing 3 MG tank | 1219001-003-0-0 | 40377 | 2500000 | 880000 | 3380000 | 60 | 0 | 0 | 0 | 0.405 | 60.405 | 091015
324 | Sayreville Borough | Middlesex | Rehabilitate the pump station facility and surface intake on the South River located in Sayreville | 1219001-002-0-0 | 40377 | 300000 | 135000 | 435000 | 60 | 0 | 0 | 0 | 0.4037 | 60.4037 | 091015
325 | Montclair Township | Essex | Rehabilitate 2.5 MG & 1.5 MG storage tanks with piping | 0713001-004-0-0 | 38977 | 500000 | 225000 | 725000 | 60 | 0 | 0 | 0 | 0.3897 | 60.3897 | 100730
326 | Mahwah Township | Bergen | Rehabilitation of Campgaw elevated storage tank | 0233001-010-0-0 | 24062 | 380000 | 108580 | 488580 | 60 | 0 | 0 | 0 | 0.241 | 60.241 | 091015
327 | Little Egg Harbor MUA | Ocean | Construction of test well 12 which will serve the summer peak demand in the low pressure zone | 1516001-002-0-0 | 22630 | 248800 | 59712 | 308512 | 15 | 0 | 15 | 30 | 0.226 | 60.226 | 091015
328 | Montville Township | Morris | Storage tank rehabilitation, which includes increasing the capacity of 0.25 MG tank to 0.33 MG | 1421003-003-0-0 | 21000 | 300000 | 135000 | 435000 | 60 | 0 | 0 | 0 | 0.21 | 60.21 | 100730
329 | Point Pleasant Borough | Ocean | Replacement of the Clifton Ave storage tank | 1524001-001-0-0 | 19306 | 1200000 | 206000 | 1406000 | 60 | 0 | 0 | 0 | 0.193 | 60.193 | 091015
330 | West Caldwell Township | Essex | Rehabilitation of McKinley Ave storage tank | 0721001-001-0-0 | 18296 | 648000 | 52000 | 700000 | 60 | 0 | 0 | 0 | 0.183 | 60.183 | 100730
331 | Sparta Township Water Utility | Sussex | Installation of a 600 KW wind turbine generator at Germany Flats Water Utility | 1918004-001-0-0 | 15726 | 1281800 | 102544 | 1384344 | 45 | 0 | 15 | 0 | 0.157 | 60.157 | 090730
332 | Verona Township | Essex | Rehabilitation of the 2 MG Fairview Avenue storage tank | 0720001-005-0-0 | 13641 | 700500 | 301215 | 1001715 | 60 | 0 | 0 | 0 | 0.136 | 60.136 | 091015
333 | Verona Township | Essex | Acquisition of the ECUA Jail Annex tank plus rehab and upgrading of the tank | 0720001-004-0-0 | 13641 | 500000 | 225000 | 725000 | 60 | 0 | 0 | 0 | 0.135 | 60.135 | 100730
334 | Pompton Lakes MUA | Passaic | Rehabilitation of the exterior of the existing 1.0 MG tank | 1609001-002-0-0 | 11435 | 170000 | 75500 | 245500 | 60 | 0 | 0 | 0 | 0.115 | 60.115 | 091015
335 | Pompton Lakes MUA | Passaic | Replacement of water storage tanks with a 1.0 MG tank | 1609001-005-0-0 | 11435 | 900000 | 400000 | 1300000 | 60 | 0 | 0 | 0 | 0.114 | 60.114 | 100730
336 | Waldwick Borough | Bergen | Replacement of two storage tanks with a 0.8 MG storage tank | 0264001-002-0-0 | 9757 | 910200 | 222810 | 1133010 | 60 | 0 | 0 | 0 | 0.0975 | 60.0975 | 091015
337 | NJ American Water Co.-Harrison | Gloucester | Walnut Glen Tank Painting | 0808001-001-0-0 | 9450 | 353873 | 27729 | 381602 | 60 | 0 | 0 | 0 | 0.0945 | 60.0945 | 100730
338 | Florham Park Boro | Morris | Rehabilitation of a 1.0 MG storage tank | 1411001-003-0-0 | 8857 | 610000 | 274500 | 884500 | 60 | 0 | 0 | 0 | 0.089 | 60.089 | 100730
339 | Boonton Town | Morris | Replacement of 0.6 MG storage tank with a new 0.75 MG steel tank | 1401001-001-0-0 | 8600 | 1028310 | 257078 | 1285388 | 60 | 0 | 0 | 0 | 0.086 | 60.086 | 091015
340 | North Caldwell Borough | Essex | Rehabilitate a 1.29 MG steel water tank. Remove and replace 800 feet of existing chain link fence and 16 foot wide gate that encloses the tank | 0715001-001-0-0 | 6000 | 470000 | 211500 | 681500 | 60 | 0 | 0 | 0 | 0.06 | 60.06 | 100730
341 | Fayson Lake Water Co | Morris | Replace existing 0.1 MG Stony Brook storage tank with a 0.25 MG tank | 1415001-003-0-0 | 3010 | 500000 | 255000 | 755000 | 60 | 0 | 0 | 0 | 0.03 | 60.03 | 091015
342 | Central Regional Board of Ed. Bayville | Ocean | Construction of new interconnection with existing municipal water system | 1505355-002-0-0 | 2500 | 1000000 | 450000 | 1450000 | 30 | 0 | 0 | 30 | 0.025 | 60.025 | 100730
343 | Essex Fells Borough | Essex | Rehabilitate 1 MG water storage tank | 0706001-001-0-0 | 2200 | 360000 | 130000 | 490000 | 60 | 0 | 0 | 0 | 0.022 | 60.022 | 100730
344 | Glen Gardner Borough | Hunterdon | Rehabilitate storage tank | 1012001-001-0-0 | 1902 | 350000 | 213000 | 563000 | 60 | 0 | 0 | 0 | 0.019 | 60.019 | 100730
345 | Island Heights Borough | Ocean | Replacement of a .1 MG storage tank with a .25 MG storage tank | 1510001-002-0-0 | 1877 | 1500000 | 610000 | 2110000 | 60 | 0 | 0 | 0 | 0.018 | 60.018 | 100730
346 | NJ American Water Co.-New Egypt | Ocean | New Egpyt Tank Painting | 1523003-002-0-0 | 1420 | 235915 | 18486 | 254401 | 60 | 0 | 0 | 0 | 0.014 | 60.014 | 091015
347 | Stillwater Twp District #1 | Sussex | Painting interior of water tank | 1920001-002-0-0 | 1200 | 40000 | 18000 | 58000 | 60 | 0 | 0 | 0 | 0.012 | 60.012 | 100730
348 | Roosevelt Borough | Monmouth | Rehabilitation of water tower | 1341001-002-0-0 | 935 | 350000 | 150000 | 500000 | 60 | 0 | 0 | 0 | 0.009 | 60.009 | 091015
349 | Collier Services | Monmouth | Replace existing 24,000 gallon elevated storage tank to prevent freezing and leakage | 1328300-001-0-0 | 350 | 350000 | 157500 | 507500 | 60 | 0 | 0 | 0 | 0.004 | 60.004 | 100730
350 | Rosemont Water Company | Hunterdon | Replace existing underground hydro-pneumatic tank with ground level storage tank | 1007002-003-0-0 | 225 | 38860 | 17487 | 56347 | 60 | 0 | 0 | 0 | 0.002 | 60.002 | 100730
351 | Haledon Borough | Passaic | Drilling of replacement well at Tilt Street community | 1603301-001-0-0 | 100 | 200000 | 90000 | 290000 | 15 | 0 | 15 | 30 | 0.001 | 60.001 | 100730
352 | NJ American Water Co.-Western Div. | Burlington | Installation of a booster station including associated apputenances at Barrington | 0327001-008-0-0 | 253045 | 500000 | 225000 | 725000 | 50 | 0 | 0 | 0 | 2.5304 | 52.5304 | 100730
353 | Brick Township MUA | Ocean | Installation of a replacement well as an ASR well | 1506001-005-0-0 | 134108 | 3000000 | 869540 | 3869540 | 15 | 0 | 20 | 15 | 1.341 | 51.341 | 100730
354 | Mahwah Township | Bergen | Installation of a new Nilson Ave. Booser Pump Station | 0233001-011-0-0 | 24062 | 1400000 | 477752 | 1877752 | 50 | 0 | 0 | 0 | 0.241 | 50.241 | 091015
355 | Stafford Township | Ocean | Redevelopment of wells # 2 and 5 | 1530004-015-0-0 | 19812 | 90000 | 42200 | 132200 | 15 | 0 | 20 | 15 | 0.198 | 50.198 | 091015
356 | Verona Township | Essex | Construction of a new Fairview Ave tank | 0720001-003-0-0 | 13641 | 2000000 | 770000 | 2770000 | 50 | 0 | 0 | 0 | 0.137 | 50.137 | 100730
357 | Bordentown City | Burlington | Construct a 1.25 MG storage tank | 0303001-005-0-0 | 13250 | 2600000 | 676000 | 3276000 | 50 | 0 | 0 | 0 | 0.134 | 50.134 | 091015
358 | Beach Haven Borough | Ocean | Installation of water meters for 2,500 unmetered services | 1503001-004-0-0 | 13250 | 3733500 | 1151700 | 4885200 | 35 | 0 | 0 | 15 | 0.133 | 50.133 | 090730
359 | East Hanover Township | Morris | Construction of a new water storage tank | 1410001-005-0-0 | 10000 | 2500000 | 930000 | 3430000 | 50 | 0 | 0 | 0 | 0.1 | 50.1 | 100730
360 | Matawan Borough | Monmouth | Installation of a new generator and equipment controls | 1329001-004-0-0 | 7722 | 402926 | 110026 | 512952 | 45 | 0 | 5 | 0 | 0.0772 | 50.0772 | 091015
361 | Hightstown Borough | Mercer | New Wycoff Mills Water Storage Tank with transmission mains | 1104001-001-0-0 | 5516 | 825000 | 371250 | 1196250 | 50 | 0 | 0 | 0 | 0.055 | 50.055 | 100730
362 | East Greenwich Township | Gloucester | Construction of a new 1 MG elevated storage tank | 0803001-002-0-0 | 4500 | 3000000 | 565000 | 3565000 | 50 | 0 | 0 | 0 | 0.045 | 50.045 | 091015
363 | Harding Woods MHC | Salem | Installation of new water meters in Harding Woods Mobile Home Park | 1710001-002-0-0 | 1103 | 210000 | 94500 | 304500 | 35 | 0 | 0 | 15 | 0.011 | 50.011 | 100730
364 | East Orange Water Commission | Essex | Replacement of electrical cable for wellfield which includes Well Nos. 3, 4 & 5 | 0705001-005-0-0 | 119650 | 950000 | 427500 | 1377500 | 15 | 0 | 0 | 30 | 1.191 | 46.191 | 100730
365 | East Orange Water Commission | Essex | Rehab of Braidburn wells #1 & #2; Canoe Brook wells #2, #3 & #4 | 0705001-004-0-0 | 119650 | 1196000 | 512720 | 1708720 | 15 | 0 | 0 | 30 | 1.19 | 46.19 | 100730
366 | NJ American Water Co.-Ocean City | Cape May | Third Street Well Replacement | 0508001-003-0-0 | 61047 | 2000000 | 770000 | 2770000 | 15 | 0 | 0 | 30 | 0.61 | 45.61 | 100730
367 | Garfield City | Bergen | Rehabilitation of Well 1A | 0221001-003-0-0 | 29780 | 400000 | 180000 | 580000 | 15 | 0 | 0 | 30 | 0.298 | 45.298 | 100730
368 | Pompton Lakes MUA | Passaic | Installation of emergency generator at wells | 1609001-004-0-0 | 11435 | 175000 | 78750 | 253750 | 45 | 0 | 0 | 0 | 0.114 | 45.114 | 100730
369 | Fayson Lake Water Co | Morris | Upgrade security features at drinking water facilities | 1415001-004-0-0 | 3010 | 10000 | 4500 | 14500 | 45 | 0 | 0 | 0 | 0.03 | 45.03 | 100730
370 | Lakehurst Borough | Ocean | Redevelopment of Well 16 | 1513001-001-0-0 | 2500 | 55000 | 18150 | 73150 | 15 | 0 | 0 | 30 | 0.025 | 45.025 | 091015
371 | Sparta Township Water Utility | Sussex | Installation of a water main interconnection (8 inch - 5,000 ft) between the Highlands water system and the Sunset Lakes water system to supplement water demands during summer | 1918003-001-0-0 | 1618 | 545700 | 43656 | 589356 | 30 | 0 | 15 | 0 | 0.0168 | 45.0168 | 091015
372 | NJ American Water Co.-Monmouth | Monmouth | Monterey Iron Removal | 1345001-007-0-0 | 289553 | 5000000 | 1730000 | 6730000 | 40 | 0 | 0 | 0 | 2.895 | 42.895 | 100730
373 | Middlesex Water Company | Middlesex | Installation of nanofiltration for hardness removal (No. Tingley Lane) | 1225001-003-0-0 | 250010 | 1500000 | 610000 | 2110000 | 40 | 0 | 0 | 0 | 2.502 | 42.502 | 100730
374 | Middlesex Water Company | Middlesex | Installation of nanofiltration for hardness removal (So. Tingley Lane) | 1225001-004-0-0 | 250010 | 2000000 | 770000 | 2770000 | 40 | 0 | 0 | 0 | 2.501 | 42.501 | 100730
375 | Belleville Township | Essex | Replacement of water meters | 0701001-005-0-0 | 35928 | 3000000 | 1090000 | 4090000 | 25 | 0 | 0 | 15 | 0.359 | 40.359 | 100730
376 | East Hanover Township | Morris | Renovation of treatment plant - addition of ion exchange for well #1 & #2 | 1410001-001-0-0 | 10000 | 900000 | 405000 | 1305000 | 40 | 0 | 0 | 0 | 0.102 | 40.102 | 100730
377 | Florham Park Boro | Morris | Construction of Water Treatment Facility for removal of manganese | 1411001-001-0-0 | 8857 | 5198709 | 1793587 | 6992296 | 40 | 0 | 0 | 0 | 0.089 | 40.089 | 091015
378 | Byram Twp Homeowners Assoc | Sussex | Replacement of water meters for 150 homes | 1904009-001-0-0 | 400 | 150000 | 67500 | 217500 | 25 | 0 | 15 | 0 | 0.004 | 40.004 | 100730
379 | Stafford Township | Ocean | Construction of New Water Mains to serve existing homes in Ocean Acres (Phase 5) | 1530004-006-0-0 | 19812 | 8388850 | 1919109 | 10307959 | 1 | 0 | 20 | 15 | 0.198 | 36.198 | 091015
380 | Bellmawr Borough | Camden | Replacement of water mains will be needed to serve a redevelopment area. | 0404001-003-0-0 | 9522 | 6100000 | 2082000 | 8182000 | 1 | 0 | 5 | 30 | 0.095 | 36.095 | 100730
381 | Bellmawr Borough | Camden | A new 0.3 MG storage tank is needed to serve a Brownfield redevelopment area. | 0404001-004-0-0 | 9522 | 380000 | 171000 | 551000 | 1 | 0 | 5 | 30 | 0.094 | 36.094 | 100730
382 | Collier Services | Monmouth | Install new meters and water conservation devices at Collier Services Bldgs | 1328300-005-0-0 | 350 | 3000 | 1350 | 4350 | 35 | 0 | 0 | 0 | 0.004 | 35.004 | 100730
383 | NJ American Water Co.-Short Hills | Essex | Interconnection of Twin Lake and Short Hill Systems | 0712001-004-0-0 | 217230 | 600000 | 270000 | 870000 | 30 | 0 | 0 | 0 | 2.172 | 32.172 | 100730
384 | Garfield City | Bergen | Upgrade to SCADA | 0221001-007-0-0 | 29780 | 50000 | 22500 | 72500 | 1 | 0 | 0 | 30 | 0.298 | 31.298 | 100730
385 | NJ American Water Co.-Atlantic | Atlantic | Smithvillve ASR Well | 0119002-006-0-0 | 88088 | 900000 | 266108 | 1166108 | 15 | 0 | 0 | 15 | 0.8808 | 30.8808 | 091015
386 | Franklin Township | Somerset | Construction of an interconnection w/ New Brunswick City including 1450 Lf of water main and a booster pump station | 1808001-007-0-0 | 50000 | 600000 | 142000 | 742000 | 30 | 0 | 0 | 0 | 0.5 | 30.5 | 091015
387 | Merchantville Pennsauken WC | Camden | Replacement of well 1A at Browning Rd WTP | 0424001-005-0-0 | 47010 | 278000 | 22000 | 300000 | 15 | 0 | 0 | 15 | 0.47 | 30.47 | 100730
388 | Jackson Township MUA | Ocean | Construction of back up well for Manhattan Water Treatment Plant | 1511001-006-0-0 | 30200 | 489080 | 220086 | 709166 | 15 | 0 | 15 | 0 | 0.302 | 30.302 | 100730
389 | Beach Haven Borough | Ocean | Construction of a new Well 11 to replace Well 8 due to infiltration | 1503001-001-0-0 | 13250 | 683200 | 293776 | 976976 | 15 | 0 | 0 | 15 | 0.133 | 30.133 | 091015
390 | Ocean Township | Ocean | Modifications to Well 6 at the Route 532 WTP which includes replacement of pump and motors | 1520001-002-0-0 | 12452 | 145125 | 52875 | 198000 | 15 | 0 | 0 | 15 | 0.1245 | 30.1245 | 091015
391 | Freehold Borough | Monmouth | Replace and construct two well houses that protect well pumps | 1315001-001-0-0 | 11029 | 125000 | 56250 | 181250 | 15 | 0 | 0 | 15 | 0.1102 | 30.1102 | 100730
392 | National Park Borough | Gloucester | Redevelopment/ Rehabilitation to Well 5 | 0812001-002-0-0 | 3289 | 130600 | 48290 | 178890 | 15 | 0 | 0 | 15 | 0.03289 | 30.0329 | 091015
393 | Fayson Lake Water Co | Morris | Construct an interconnection for bulk purchase | 1415001-005-0-0 | 3010 | 3200000 | 1154000 | 4354000 | 30 | 0 | 0 | 0 | 0.03 | 30.03 | 100730
394 | Mount Olive Township | Morris | Installation of 5,000 LF of 12 inch main to interconnect Tinc Farm and Goldmine; interconnect Lynnwood System within Mount Olive Township | 1427015-001-0-0 | 500 | 757000 | 212000 | 969000 | 30 | 0 | 0 | 0 | 0.005 | 30.005 | 091015
395 | Sea Village Marina | Atlantic | Install a new well 1R, to replace well 1 | 0108021-001-0-0 | 175 | 80000 | 36000 | 116000 | 15 | 0 | 0 | 15 | 0.003 | 30.003 | 100730
396 | Franklin Township | Somerset | Replace water meters | 1808001-005-0-0 | 50000 | 3500000 | 1250000 | 4750000 | 25 | 0 | 0 | 0 | 0.5 | 25.5 | 100730
397 | Burlington Township | Burlington | Purchase of water meters to replace existing meters-Phases 2 to 4 | 0306001-003-0-0 | 22000 | 250000 | 20000 | 270000 | 25 | 0 | 0 | 0 | 0.22 | 25.22 | 100730
398 | Glen Ridge Borough | Essex | Replacement of water meters to a remote read system | 0708001-004-0-0 | 6125 | 946825 | 486705 | 1433530 | 25 | 0 | 0 | 0 | 0.061 | 25.061 | 091015
399 | Mine Hill Township | Morris | Replace water meters | 1420001-004-0-0 | 3400 | 210000 | 94500 | 304500 | 25 | 0 | 0 | 0 | 0.034 | 25.034 | 100730
400 | Fayson Lake Water Co | Morris | Replace approximately 800 water meters | 1415001-006-0-0 | 3010 | 57900 | 26055 | 83955 | 25 | 0 | 0 | 0 | 0.03 | 25.03 | 100730
401 | Matawan Borough | Monmouth | Rehabilitate the Borough's two wells | 1329001-003-0-0 | 7722 | 232801 | 63571 | 296372 | 15 | 0 | 5 | 0 | 0.0772 | 20.0772 | 091015
402 | NJ American Water Co.-Monmouth | Monmouth | Drill two additional wells to increase the capacity at Yellowbrook WTP | 1345001-011-0-0 | 289553 | 3200000 | 1464433 | 4664433 | 15 | 0 | 0 | 0 | 2.895 | 17.895 | 091015
403 | Merchantville Pennsauken WC | Camden | New Administration building for Water system | 0424001-006-0-0 | 47010 | 3700000 | 450000 | 4150000 | 1 | 0 | 0 | 15 | 0.47 | 16.47 | 091015
404 | Jackson Township MUA | Ocean | Ancillary Improvements to the Old Manhattan Water Treatment Facility | 1511001-007-0-0 | 30200 | 1500000 | 610000 | 2110000 | 1 | 0 | 15 | 0 | 0.302 | 16.302 | 100730
405 | Barnegat Township | Ocean | Installation of 1,700 LF of 8 inch PVC water main extension on Memorial Drive and 680 LF of 12 inch PVC main on Hillside Avenue | 1533001-003-0-0 | 15300 | 208000 | 93600 | 301600 | 1 | 0 | 0 | 15 | 0.154 | 16.154 | 100730
406 | New Jersey Water Supply Authority | Monmouth | Construction of Intake Pumping Intake Building | 1352005-004-0-0 | 42477 | 3300000 | 1385280 | 4685280 | 15 | 0 | 0 | 0 | 0.425 | 15.425 | 091015
407 | Montclair Township | Essex | Construction of a Water Treatment Plant and main for Nishuane well | 0713001-008-0-0 | 38977 | 740000 | 333000 | 1073000 | 15 | 0 | 0 | 0 | 0.391 | 15.391 | 100730
408 | Montclair Township | Essex | Redevelop Glenfield Wells | 0713001-006-0-0 | 38977 | 500000 | 225000 | 725000 | 15 | 0 | 0 | 0 | 0.3897 | 15.3897 | 100730
409 | Lacey Township | Ocean | Construction of two test wells # 7 and 8 | 1512001-001-0-0 | 26240 | 1846000 | 382680 | 2228680 | 15 | 0 | 0 | 0 | 0.2624 | 15.2624 | 091015
410 | Burlington Township | Burlington | Rehabilitate well #4 | 0306001-002-0-0 | 22000 | 75000 | 6000 | 81000 | 15 | 0 | 0 | 0 | 0.22 | 15.22 | 100730
411 | Berlin Borough | Camden | Redrilling of well, approximately 450 feet deep | 0405001-007-0-0 | 13121 | 600000 | 270000 | 870000 | 15 | 0 | 0 | 0 | 0.131 | 15.131 | 100730
412 | East Hanover Township | Morris | New Water Treatment Plant for Well 6 | 1410001-002-0-0 | 10000 | 2275000 | 858000 | 3133000 | 15 | 0 | 0 | 0 | 0.101 | 15.101 | 100730
413 | Hopatcong Borough | Sussex | Construction of a new surface water treatment plant for reactivated Elbo Pt well | 1912001-010-0-0 | 7900 | 1800000 | 706000 | 2506000 | 15 | 0 | 0 | 0 | 0.08 | 15.08 | 100730
414 | Hopatcong Borough | Sussex | Install new well and construct associated treatment facilities, SCADA system, generator & mains | 1912001-008-0-0 | 7900 | 666000 | 299700 | 965700 | 15 | 0 | 0 | 0 | 0.079 | 15.079 | 100730
415 | Hightstown Borough | Mercer | New Well #3 - Upgrades to plant, well house and pump | 1104001-002-0-0 | 5516 | 500000 | 225000 | 725000 | 15 | 0 | 0 | 0 | 0.055 | 15.055 | 100730
416 | East Greenwich Township | Gloucester | Construct new well #3 | 0803001-001-0-0 | 4500 | 575000 | 258750 | 833750 | 15 | 0 | 0 | 0 | 0.046 | 15.046 | 100730
417 | East Greenwich Township | Gloucester | Construction of a well house for well#4 w/ associated piping | 0803001-003-0-0 | 4500 | 3000000 | 470000 | 3470000 | 15 | 0 | 0 | 0 | 0.045 | 15.045 | 100730
418 | Fayson Lake Water Co | Morris | Upgrades to pump and telemetering on well #7 | 1415001-011-0-0 | 3010 | 8000 | 3600 | 11600 | 15 | 0 | 0 | 0 | 0.03 | 15.032 | 100730
419 | Fayson Lake Water Co | Morris | Drill new well #9 | 1415001-010-0-0 | 3010 | 470000 | 211500 | 681500 | 15 | 0 | 0 | 0 | 0.03 | 15.031 | 100730
420 | Fayson Lake Water Co | Morris | Drill well #8 to replace existing wells | 1415001-009-0-0 | 3010 | 290000 | 130500 | 420500 | 15 | 0 | 0 | 0 | 0.03 | 15.03 | 100730
421 | NJ American Water Co.-Bridgeport | Gloucester | Beckett Well Replacement | 0809001-001-0-0 | 1085 | 450000 | 133054 | 583054 | 15 | 0 | 0 | 0 | 0.011 | 15.011 | 091015
422 | Farmingdale Borough | Monmouth | Redevelop well #3; upgrade control system for well #3 & 4, misc improvements to the WTP | 1314001-001-0-0 | 1500 | 446000 | 89200 | 535200 | 15 | 0 | 0 | 0 | 0.001 | 15.001 | 100730
423 | Sayreville Borough | Middlesex | Construct new transmission mains in the northeast section of the Borough | 1219001-005-0-0 | 40377 | 1000000 | 430000 | 1430000 | 1 | 0 | 0 | 0 | 0.404 | 1.404 | 091015
424 | Mount Laurel Township MUA | Burlington | Construct a new 4 MGD surface water treatment plant | 0324001-002-0-0 | 40221 | 32300000 | 9128000 | 41428000 | 1 | 0 | 0 | 0 | 0.402 | 1.402 | 100730
425 | Mahwah Township | Bergen | Construction of two new wells | 0233001-009-0-0 | 24062 | 600000 | 270000 | 870000 | 1 | 0 | 0 | 0 | 0.241 | 1.241 | 100730
426 | Montville Township | Morris | Installation of 2,300 LF of 8 inch water main and appurtances on Hillcrest and Upper Mountain Avenues | 1421003-001-0-0 | 21000 | 325000 | 146250 | 471250 | 1 | 0 | 0 | 0 | 0.21 | 1.21 | 100730
427 | United Water /Franklin Lakes Twp | Bergen | Construction of about 3,600 LF of 8 inch water main in the vicinity of Birch Road which currently has private wells | 0220001-001-0-0 | 5150 | 650000 | 292500 | 942500 | 1 | 0 | 0 | 0 | 0.0515 | 1.0515 | 100730
428 | Woodland Park Borough | Passaic | Extension of water mains to service homes that are on private wells | 1616001-001-0-0 | 5030 | 1730000 | 683600 | 2413600 | 1 | 0 | 0 | 0 | 0.05 | 1.05 | 100730
429 | Fayson Lake Water Co | Morris | Upgrade telemetry on Round Hill Storage Tank | 1415001-008-0-0 | 3010 | 20000 | 9000 | 29000 | 1 | 0 | 0 | 0 | 0.03 | 1.03 | 100730
430 | Logan Township | Gloucester | Water Main Extension | Undetermined | 192 | 1257725 | 532472 | 1790197 | 1 | 0 | 0 | 0 | 0.002 | 1.002 | 100730
[5 empty] | Total: | 1044355084 | 333379664 | 1377734748
* Note: Any project that receives 80 points under Category D is considered a disadvantaged community
Boldface: Project is included in the Smart Growth Package

## Final 2009.10_Trad.ARRA(JUL 09)
Comprehensive 2009 DWSRF Traditional/ARRA Priority List
RANK | SYSTEM NAME | COUNTY | PROJECT DESCRIPTION | PR0JECT NUMBER | POPULATION SERVED | BUILDING COST | SUPPORT COST | TOTAL PROJECT COST | *A | *B | *C | *D | *E | TOTAL POINTS | EST. STATE CERT. DATE (yymmdd) | Green Category
Supplemental Loans:
* | Bridgeton City | Cumberland | Radium Removal for Well Nos 18 and 19 | 0601001-002-1 | 22771 | 500000 | 0 | 500000 | 250 | 0 | 5 | 80 | 0.228 | 335.228 | 091015
* | Flemington Borough | Hunterdon | Construction of an arsenic removal system for wells 4,5,7 & 1 | 1009001-003/004-1 | 4250 | 303308 | 0 | 303308 | 250 | 0 | 3 | 30 | 0.043 | 283.043 | 091015
* | Sea Girt Borough | Monmouth | Upgrade to existing Iron removal treatment plant, clean & line mains, paint storage tank | 1344001-001/002/003-1 | 2292 | 3993000 | 302000 | 4295000 | 60-100 | 0 | 0 | 15 | 0.023 | 75-115.023 | 091015
| 3 Projects |  | Subtotal |  |  | 4796308 | 302000 | 5098308
Traditional/ARRA Loans:
Green Projects
294 | Oceangate Borough | Ocean | Installation and hook up of a wind turbine electrical generator for powering the Water System and providing the necessary electrical hookups to the existing electrical equipment and adapting to the existing electrical power grid. | 1521001-001-0-0 | 3470 | 300000 | 135000 | 435000 | 45 | 0 | 0 | 30 | 0.035 | 75.035 | 090730 | E
302 | Stafford Township | Ocean | Installation of new water meters @ Ocean Acres (Phase 5) | 1530004-012-0-0 | 19812 | 352129 | 36170 | 388299 | 35 | 0 | 20 | 15 | 0.198 | 70.198 | 090730 | W
309 | Willingboro MUA | Burlington | Installation of solar power at water treatment plant | 0338001-001-0-0 | 40000 | 2320000 | 510600 | 2830600 | 45 | 0 | 20 | 0 | 0.4 | 65.4 | 090730 | E
331 | Sparta Township Water Utility | Sussex | Installation of a 600 KW wind turbine generator at Germany Flats Water Utility | 1918004-001-0-0 | 15726 | 1281800 | 102544 | 1384344 | 45 | 0 | 15 | 0 | 0.157 | 60.157 | 090730 | E
358 | Beach Haven Borough | Ocean | Installation of water meters for 2,500 unmetered services | 1503001-004-0-0 | 13250 | 3733500 | 1151700 | 4885200 | 35 | 0 | 0 | 15 | 0.133 | 50.133 | 090730 | W
45 | Newark City | Essex | Cleaning & lining of 70,000 LF of 6, 8 & 12-inch water mains | 0714001-005-0-0 | 273000 | 8500000 | 2850000 | 11350000 | 75 | 0 | 20 | 80 | 2.732 | 177.732 | 090730 | W or E-Business Case Approval Needed
59 | Manchester Utilities Authority | Passaic | Clean and Line 2,700 LF of 12" cast iron pipe in John, Van Dyk, Tilt and Kossuth in Haledon | 1603001-010-0-0 | 12575 | 966152 | 332005 | 1298157 | 75 | 50 | 15 | 15 | 0.127 | 155.127 | 090730 | W or E-Business Case Approval Needed
| 7 projects total |  | Subtotal |  |  | 17453581 | 5118019 | 22571600
3 | Bridgeton City | Cumberland | Installation of radium removal treatment at well #13 | 0601001-003-0-0 | 22770 | 2625000 | 575000 | 3200000 | 250 | 50 | 15 | 80 | 0.228 | 395.228 | 090730
6 | Aqua NJ - Hamilton | Mercer | Addition of radium treatment at Well 12 to resolve MCL exceedance | 1103001-006-0-0 | 49000 | 750000 | 320000 | 1070000 | 250 | 50 | 0 | 0 | 0.492 | 300.492 | 090730
9 | Vineland City | Cumberland | Addition of treatment for radium removal on waste stream for well #13 and add air stripper for MTBE | 0614003-006-0-0 | 33000 | 780000 | 302400 | 1082400 | 250 | 0 | 15 | 30 | 0.331 | 295.331 | 090730
10 | Vineland City | Cumberland | Treatment for radium removal for well #9 | 0614003-005-0-0 | 33000 | 2850000 | 830000 | 3680000 | 250 | 0 | 15 | 30 | 0.33 | 295.33 | 090730
11 | United Water Inc.-Toms River | Ocean | Construction of a new 5.6 MGD water treatment facility to treat water from 3 existing wells under ACO of NJDEP for radionuclides - Berkeley | 1507005-002-0-0 | 123184 | 7960000 | 2302800 | 10262800 | 250 | 0 | 0 | 15 | 1.231 | 266.231 | 090730
15 | Sparta Township Water Utility | Sussex | Installation of uranium treatment equipment at two of the existing Autumn Hill well house (Well 1 and Well 2) | 1918004-003-0-0 | 15726 | 350000 | 28000 | 378000 | 250 | 0 | 15 | 0 | 0.157 | 265.157 | 090730
19 | Bordentown City | Burlington | Install radium removal treatment system and post chlorination | 0303001-003-0-0 | 13250 | 180000 | 84400 | 264400 | 250 | 0 | 0 | 0 | 0.133 | 250.133 | 090730
20 | Stillwater Twp District #1 | Sussex | Installation of radium removal treatment at Edgewood wells #5 & 5A | 1920001-001-0-0 | 1200 | 300000 | 128500 | 428500 | 250 | 0 | 0 | 0 | 0.012 | 250.012 | 090730
21 | Atlantic City MUA | Atlantic | Replace aged concrete cradle for 48-inch transmission pipe | 0102001-002-0-0 | 60345 | 3000000 | 500000 | 3500000 | 75 | 50 | 20 | 80 | 0.604 | 225.604 | 090730
22 | Atlantic City MUA | Atlantic | Replace existing main with 8-inch - Chelsea Heights | 0102001-004-0-0 | 60345 | 605113 | 229887 | 835000 | 75 | 50 | 20 | 80 | 0.603 | 225.603 | 090730
24 | Aqua NJ - Woolwich | Gloucester | New interconnection with NJAWC to connect to Tri-County Regional Pipeline -- Critical Area #2 (16 -inch transmission main) | 0824001-001-0-0 | 4237 | 1300000 | 810000 | 2110000 | 175 | 50 | 0 | 0 | 0.042 | 225.042 | 090730
27 | Keansburg Borough | Monmouth | Improvements (desalination treatment facility) to existing Water Treatment Plant to remove TDS, chlorides and sodium - Critical Area #1 | 1321001-001-0-0 | 10732 | 1815000 | 565200 | 2380200 | 175 | 0 | 0 | 30 | 0.107 | 205.107 | 091015
34 | Camden City | Camden | Rehabiltation of twelve pressure filters, eight aerators and rehab of the existing lime silo at Morris-Delair WTP | 0408001-017-0-0 | 50000 | 797151 | 306888 | 1104039 | 100 | 0 | 20 | 80 | 0.502 | 200.502 | 090730
37 | Bridgeton City | Cumberland | Installation of a new 0.75 MG water storage tank & Rehabilitation of existing reservoir | 0601001-004-0-0 | 22770 | 2038500 | 612700 | 2651200 | 50 | 50 | 15 | 80 | 0.228 | 195.228 | 091015
38 | Salem City | Salem | Construction of a new 2 MGD Surface Water Treatment Plant to replace the existing surface water capacity of 3 MGD Surface Water Treatment Plant | 1712001-001-0-0 | 5857 | 12000000 | 2474000 | 14474000 | 100 | 0 | 15 | 80 | 0.058 | 195.058 | 090730
39 | Egg Harbor City | Atlantic | Replacement of a water treatment plant | 0107001-002-0-0 | 4700 | 9825000 | 3175000 | 13000000 | 100 | 0 | 15 | 80 | 0.047 | 195.047 | 091015
40 | Red Bank Borough | Monmouth | Treatment facilities improvements which include new pressure facilities, chemical feed equipment and security equipment | 1340001-001-0-0 | 10200 | 2510000 | 650000 | 3160000 | 100 | 50 | 15 | 15 | 0.102 | 180.102 | 091015
47 | Newark City | Essex | Replacement of undersized water mains with 6 & 8-inch | 0714001-006-0-0 | 273000 | 5440000 | 1870800 | 7310800 | 75 | 0 | 20 | 80 | 2.73 | 177.73 | 091015
51 | Camden City | Camden | Furnishing and installation of approximately 400 fire hydrants, replacement of approximately 100 inoperative valves, lead water service lines in the Fairview section of Camden and furnish and delivery of approximately 5,000 meters | 0408001-019-0-0 | 50000 | 2238156 | 861646 | 3099802 | 75 | 0 | 20 | 80 | 0.5 | 175.5 | 091015
53 | Atlantic City MUA | Atlantic | Construct ASR well with wellhouse | 0102001-003-0-0 | 60345 | 1550000 | 250000 | 1800000 | 15 | 50 | 20 | 80 | 0.603 | 165.603 | 090730
56 | Camden City | Camden | Surface inspection, surface preparation and painting of a 5 MG standpipe (North Camden Tank) and two 2 MG elevated tanks (Kaighn Avenue and Whitman Park Tank) | 0408001-018-0-0 | 50000 | 919790 | 354102 | 1273892 | 60 | 0 | 20 | 80 | 0.5 | 160.5 | 090730
58 | NJ American Water Co.-Pennsgrove | Salem | Replacement of 4,850 LF of water mains of Spring, Garnet and Hoover Streets and Briar Lane | 1707001-001-0-0 | 14406 | 395258 | 151010 | 546268 | 75 | 0 | 0 | 80 | 0.144 | 155.144 | 091015
60 | Manchester Utilities Authority | Passaic | Replacing approximately 19,272 LF of 4, 6 and 8 inch mains in Haledon and N Haledon | 1603001-002-0-0 | 12575 | 4405157 | 1513772 | 5918929 | 75 | 50 | 15 | 15 | 0.126 | 155.126 | 091015
63 | Jersey City/Jersey City MUA | Hudson | Filter upgrade @ Booton Reservoir Treatment Plant | 0906001-001-0-0 | 300000 | 10400000 | 2971000 | 13371000 | 100 | 0 | 20 | 30 | 3 | 153 | 091015
64 | Mahwah Township | Bergen | Rehabilitation of Ford Wellfield treatment, pumps & motors, electrical, SCADA and transmission mains | 0233001-006-0-0 | 24062 | 4600000 | 1585268 | 6185268 | 100 | 50 | 0 | 0 | 0.2406 | 150.2406 | 091015
66 | North Jersey District WS | Passaic | Security system improvements - Relocation of Wanaque WTP main entrance gate closer to Ringwood Blvd | 1613001-018-0-0 | 458959 | 3000000 | 1030000 | 4030000 | 45 | 0 | 20 | 80 | 4.591 | 149.591 | 090730
70 | Egg Harbor City | Atlantic | Construction of a new storage tank | 0107001-001-0-0 | 4700 | 2000000 | 370000 | 2370000 | 50 | 0 | 15 | 80 | 0.047 | 145.047 | 091015
75 | Bayonne MUA/Bayonne Redevelopment Authority | Hudson | Water Mains for a brownfield redevelopment - Bayonne Crossing | 0901001-005-0-0 | 61842 | 626000 | 423668 | 1049668 | 75 | 0 | 25 | 30 | 0.618 | 130.618 | 091015
76 | Manchester Township | Ocean | Painting of 1.0 MG elevated storage tank | 1518005-002-0-0 | 26877 | 277500 | 67734 | 345234 | 50 | 0 | 0 | 80 | 0.269 | 130.269 | 090730
77 | Harrison Water Dept/Hudson County IA | Hudson | Brownfield designated site, 5,000 LF of 12-inch water main upgrade on Cape May Street and Frank E. Rogers Blvd. -- Metro Centre | 0904001-002-0-0 | 14425 | 1967000 | 590278 | 2557278 | 75 | 0 | 25 | 30 | 0.146 | 130.146 | 091015
78 | Harrison Water Dept | Hudson | Brownfield designated site, 626 LF of 8-inch water main upgrades between 3rd St and Frank E. Rodgers Blvd - Harrison Commons | 0904001-003-0-0 | 14425 | 500000 | 205000 | 705000 | 75 | 0 | 25 | 30 | 0.145 | 130.145 | 091015
91 | Bayonne MUA | Hudson | Slip line 3,500 LF of 48-inch Aqueduct - Phase 1 | 0901001-003-0-0 | 61842 | 2000000 | 630000 | 2630000 | 75 | 0 | 20 | 30 | 0.619 | 125.619 | 091015
93 | Monmouth Co. Improvement Auth/Southeast Monmouth MUA | Monmouth | Upgrades to instrumentation and controls at Manasquan WTP | 1352005-003-0-0 | 42477 | 2195000 | 1022650 | 3217650 | 100 | 25 | 0 | 0 | 0.425 | 125.425 | 090730
94 | Monmouth Co. Improvement Auth/Southeast Monmouth MUA | Monmouth | Rehabilitation of the ozone system at the Manasquan WTP | 1352005-002-0-0 | 42477 | 4000000 | 926000 | 4926000 | 100 | 25 | 0 | 0 | 0.424 | 125.424 | 091015
108 | Little Egg Harbor MUA | Ocean | Install 600 LF of water main loop | 1516001-001-0-0 | 22630 | 300000 | 129000 | 429000 | 75 | 0 | 15 | 30 | 0.226 | 120.226 | 091015
124 | Flemington Boro | Hunterdon | Replace 6,000 LF of 8-inch water mains on Pennsylvania Ave, New Jersey Ave and Youngs Dr | 1009001-005-0-0 | 4250 | 1500000 | 794250 | 2294250 | 75 | 0 | 15 | 30 | 0.044 | 120.044 | 091015
126 | Merchantville Pennsauken WC | Camden | Installation of GAC at Marion Ave WTP | 0424001-004-0-0 | 47010 | 600000 | 0 | 600000 | 100 | 0 | 0 | 15 | 0.47 | 115.47 | 090730
128 | Ocean Township | Ocean | Installing two additional pressure filters at the Route 532 WTP to remove iron and manganese from raw water more effectively | 1520001-001-0-0 | 12452 | 946350 | 213650 | 1160000 | 100 | 0 | 0 | 15 | 0.1245 | 115.1245 | 091015
129 | Manasquan Borough | Monmouth | Upgrades to WTP including new filters, refurbish wells & installation of SCADA | 1327001-001-0-0 | 10133 | 4730000 | 1549000 | 6279000 | 100 | 0 | 15 | 0 | 0.1013 | 115.1013 | 091015
131 | National Park Borough | Gloucester | Upgrade to the aeration tank and sand filters of the TP | 0812001-001-0-0 | 3289 | 2220200 | 820970 | 3041170 | 100 | 0 | 0 | 15 | 0.03289 | 115.0329 | 091015
136 | Kearny Town | Hudson | Slip line 1,980 LF of 20 inch water main with 16 inch PVC and replacement of appurtenances - Central Avenue | 0907001-002-0-0 | 40500 | 1200000 | 280500 | 1480500 | 75 | 0 | 20 | 15 | 0.406 | 110.406 | 090730
137 | Kearny Town | Hudson | Replacement of 1,920 LF with 12-inch water main-North Hackensack Acres | 0907001-001-0-0 | 40500 | 750000 | 189500 | 939500 | 75 | 0 | 20 | 15 | 0.405 | 110.405 | 091015
138 | Dover Town | Morris | Rehabilitation of 1.5 MG storage tank | 1409001-002-0-0 | 27810 | 685000 | 171250 | 856250 | 60 | 50 | 0 | 0 | 0.278 | 110.278 | 090730
139 | Ramsey Board of Public Utilities | Bergen | Rehabilitation of Airmount reservoir | 0248001-005-0-0 | 16350 | 430000 | 115000 | 545000 | 60 | 50 | 0 | 0 | 0.164 | 110.164 | 090730
140 | Manchester Utilities Authority | Passaic | Interconnect two systems at intersection of North Haledon Avenue and Squaw Brook Road with valved metered 8" diameter connection | 1603001-009-0-0 | 12575 | 128691 | 44223 | 172914 | 30 | 50 | 15 | 15 | 0.126 | 110.126 | 091015
141 | Belmar Borough | Monmouth | Replacement of mains on Inlet Terrace | 1306001-001-0-0 | 6700 | 225000 | 90250 | 315250 | 75 | 0 | 5 | 30 | 0.067 | 110.067 | 090730
147 | East Orange Water Commission | Essex | Replacement of in kind water mains and valves | 0705001-008-0-0 | 119650 | 5450000 | 1874000 | 7324000 | 75 | 0 | 0 | 30 | 1.19 | 106.19 | 091015
148 | NJ American Water Co.-Ocean City | Cape May | Replacement of 3,250 LF of water mains on 9th Street, Bay and Pleasure Avenues and Revere Place | 0508001-005-0-0 | 61047 | 376286 | 143761 | 520047 | 75 | 0 | 0 | 30 | 0.61 | 105.61 | 090730
156 | Garfield City | Bergen | Replacement of 8,000 LF of 6-inch to 12-inch water main & replacement of 30 valves | 0221001-006-0-0 | 29780 | 4500000 | 2157500 | 6657500 | 75 | 0 | 0 | 30 | 0.298 | 105.298 | 091015
158 | Stone Harbor Borough | Cape May | Replacement of 4,000 LF of water main on 84th, 86th,87th, 89th, 94th & 109th Streets | 0510001-003-0-0 | 25725 | 688200 | 307006 | 995206 | 75 | 0 | 15 | 15 | 0.25 | 105.25 | 091015
163 | Matawan Borough | Monmouth | Modifications and replacements of the aeration, clarification, chemical treatment and filtration processes | 1329001-001-0-0 | 7722 | 3697961 | 1009800 | 4707761 | 100 | 0 | 5 | 0 | 0.0772 | 105.0772 | 091015
167 | Pemberton Borough | Burlington | Replacement of undersized and antiquated water mains on Hough and Handover Streets | 0328001-001-0-0 | 1610 | 750300 | 365885 | 1116185 | 75 | 0 | 0 | 30 | 0.0161 | 105.0161 | 091015
169 | NJ American Water Co.-Monmouth | Monmouth | Replacement of ozone generators at Swimming River WTP | 1345001-005-0-0 | 289553 | 405000 | 178054 | 583054 | 100 | 0 | 0 | 0 | 2.895 | 102.895 | 091015
171 | Sayreville Borough | Middlesex | Close Morgantown WTP and consolidate with Bordentown Ave WTP | 1219001-007-0-0 | 40377 | 12000000 | 3610000 | 15610000 | 100 | 0 | 0 | 0 | 0.404 | 100.404 | 091015
172 | Montclair Township | Essex | Replacement of air stripping facility at Glenfield well #3 | 0713001-009-0-0 | 38977 | 573950 | 160706 | 734656 | 100 | 0 | 0 | 0 | 0.39 | 100.39 | 091015
175 | Ramsey Board of Public Utilities | Bergen | Installation of chlorine analyzers and pipe improvements to upgrade disinfection system at various facilities | 0248001-015-0-0 | 16350 | 500000 | 140000 | 640000 | 100 | 0 | 0 | 0 | 0.166 | 100.166 | 091015
176 | Bordentown City | Burlington | Treatment plant upgrades including filter panel and control panel upgrades | 0303001-004-0-0 | 13250 | 395000 | 131600 | 526600 | 100 | 0 | 0 | 0 | 0.133 | 100.133 | 091015
177 | Berlin Borough | Camden | Repairs to Plant#1 filter and complete replacement of filter media | 0405001-005-0-0 | 13121 | 80500 | 36565 | 117065 | 100 | 0 | 0 | 0 | 0.131 | 100.131 | 090730
179 | Pompton Lakes MUA | Passaic | Replacement of gas chlorination system with solid tablet chlorination system | 1609001-003-0-0 | 11435 | 60000 | 33100 | 93100 | 100 | 0 | 0 | 0 | 0.114 | 100.114 | 091015
180 | Ringwood Borough | Passaic | Installation of chlorination station, automatic controls & protection of pipe | 1611002-001-0-0 | 9600 | 331000 | 59580 | 390580 | 100 | 0 | 0 | 0 | 0.096 | 100.096 | 091015
182 | Roosevelt Borough | Monmouth | Upgrades to Water Treatment Plant including security improvements, replace pumps and repairs to aerator roof | 1341001-003-0-0 | 935 | 100000 | 75000 | 175000 | 100 | 0 | 0 | 0 | 0.009 | 100.009 | 091015
185 | Willingboro MUA | Burlington | Replacement of 53,000 LF of 6 and 8-inch mains-Twin Hills | 0338001-002-0-0 | 40000 | 8100000 | 1985440 | 10085440 | 75 | 0 | 20 | 0 | 0.4 | 95.4 | 091015
192 | NJ American Water Co.-Atlantic | Atlantic | Replacement of 3,200 LF of water mains on 1st and 3rd Streets and Waterway Road | 0119002-007-0-0 | 88088 | 452492 | 172876 | 625368 | 75 | 0 | 0 | 15 | 0.8808 | 90.8808 | 090730
193 | NJ American Water Co.-Ocean City | Cape May | 8th and 46th Street Tank Painting | 0508001-004-0-0 | 61047 | 1950000 | 423276 | 2373276 | 60 | 0 | 0 | 30 | 0.61 | 90.61 | 090730
199 | Deptford Twp MUA | Gloucester | Water main replacement in Cooper Village & new insertion valve at Clement Bridges Rd | 0802001-001-0-0 | 26000 | 1629290 | 697322 | 2326612 | 75 | 0 | 0 | 15 | 0.26 | 90.26 | 091015
201 | Lyndhurst Township | Bergen | Replacement of 10 miles of antiquated water mains and appurtenances-Phase 1 | 0232001-001-0-0 | 19800 | 9500000 | 2200000 | 11700000 | 75 | 0 | 0 | 15 | 0.198 | 90.198 | 091015
202 | Brigantine City | Atlantic | Rehabilitation of two storage tanks-14th and 42nd Sts | 0103001-009-0-0 | 17395 | 900000 | 342000 | 1242000 | 60 | 0 | 0 | 30 | 0.174 | 90.174 | 090730
205 | Long Beach Township (Brant Beach) | Ocean | Replace 12,000 LF of undersized water mains with 6-inch | 1517001-009-0-0 | 10600 | 1465770 | 569731 | 2035501 | 75 | 0 | 0 | 15 | 0.106 | 90.106 | 091015
206 | Woodbury City | Gloucester | Replacement of storage reservoir with 1 MG cylindrical tank | 0822001-005-0-0 | 10200 | 2500000 | 500000 | 3000000 | 60 | 0 | 0 | 30 | 0.102 | 90.102 | 090730
208 | Hightstown Borough | Mercer | Replacement of 8000 LF of 10 & 12-inch water main | 1104001-004-0-0 | 5516 | 1600000 | 335000 | 1935000 | 75 | 0 | 15 | 0 | 0.055 | 90.055 | 091015
209 | Ocean Gate Borough | Ocean | Paint a 0.2 MG storage tank | 1521001-002-0-0 | 3470 | 355215 | 57149 | 412364 | 60 | 0 | 0 | 30 | 0.035 | 90.035 | 090730
210 | National Park Borough | Gloucester | Water main and valve rehabilitation | 0812001-003-0-0 | 3289 | 261200 | 96580 | 357780 | 75 | 0 | 0 | 15 | 0.03289 | 90.0329 | 091015
211 | NJ American Water Co.-Belvidere | Warren | Replacement of 800 LF of water mains on Front Street | 2103001-003-0-0 | 3158 | 202372 | 77318 | 279690 | 75 | 0 | 0 | 15 | 0.0315 | 90.0315 | 091015
212 | Sussex Borough | Sussex | Painting of existing exterior tanks | 1921001-003-0-0 | 2666 | 525857 | 15776 | 541633 | 60 | 0 | 0 | 30 | 0.0266 | 90.0266 | 090730
220 | Trenton City | Mercer | Addition of 2 natural gas generators at the Central Pumping Station | 1111001-006-0-0 | 255000 | 6500000 | 2050000 | 8550000 | 45 | 0 | 20 | 15 | 2.55 | 82.55 | 090730
224 | Berkeley Township/MUA | Ocean | Extension of water mains to serve existing homes on private wells in the Manitou Park Section of the Township | 1505004-005-0-0 | 11666 | 7500000 | 3319165 | 10819165 | 1 | 0 | 0 | 80 | 0.1166 | 81.1166 | 091015
226 | NJ American Water Co.-Elizabethtown | Union | Replacement of 540 LF of water mains on Carlton Road, Park and Central Roads | 2004002-005-0-0 | 609325 | 375000 | 96976 | 471976 | 75 | 0 | 0 | 0 | 6.094 | 81.094 | 091015
231 | NJ American Water Co.-Monmouth | Monmouth | Rehab of High Service Transmission Main in Middletown | 1345001-006-0-0 | 289553 | 5400000 | 1596650 | 6996650 | 75 | 0 | 0 | 0 | 2.897 | 77.897 | 091015
232 | NJ American Water Co.-Monmouth | Monmouth | East End Transmission Main Replacement | 1345001-009-0-0 | 289553 | 1391309 | 531556 | 1922865 | 75 | 0 | 0 | 0 | 2.896 | 77.896 | 091015
233 | NJ American Water Co.-Monmouth | Monmouth | Replacement of 12,962 LF of water mains on Euclid and Woodbine Avenues, 1st Street and various other roads | 1345001-012-0-0 | 289553 | 1150044 | 439379 | 1589423 | 75 | 0 | 0 | 0 | 2.895 | 77.895 | 091015
234 | NJ American Water Co.-Western Div. | Burlington | Replacement of 800 LF of water mains on Laurel Springs - Park Avenue | 0327001-010-0-0 | 253045 | 63240 | 24163 | 87403 | 75 | 0 | 0 | 0 | 2.531 | 77.531 | 091015
235 | NJ American Water Co.-Western Div. | Burlington | Replacement of 1,000 LF of water mains on Route 130 at Wynwood Drive | 0327001-009-0-0 | 253045 | 88538 | 33826 | 122364 | 75 | 0 | 0 | 0 | 2.5304 | 77.5304 | 091015
245 | NJ American Water Co.-Short Hills/Free Acres HOA | Essex | Replacement of water mains to service 85 residents in Free Acres | 0712001-010-0-0 | 217230 | 758250 | 523843 | 1282093 | 75 | 0 | 0 | 0 | 2.174 | 77.174 | 091015
247 | NJ American Water Co.-Short Hills | Essex | Replacement of 13,650 LF of water mains on Childs, Lake, Round Top and Ashland Roads, Kinnan and PV Ways | 0712001-007-0-0 | 217230 | 3415032 | 1304727 | 4719759 | 75 | 0 | 0 | 0 | 2.172 | 77.172 | 091015
251 | Parsippany Troy Hills Township | Morris | Construction of 1,800 LF of 16-inch DIP transmission main | 1429001-003-0-0 | 50649 | 475000 | 206750 | 681750 | 75 | 0 | 0 | 0 | 0.5064 | 75.5064 | 091015
254 | Sayreville Borough | Middlesex | Clean and line water mains in several sections of the Borough | 1219001-008-0-0 | 40377 | 2000000 | 730000 | 2730000 | 75 | 0 | 0 | 0 | 0.406 | 75.406 | 091015
256 | Sayreville Borough | Middlesex | Construct new water main along Washington Road | 1219001-006-0-0 | 40377 | 650000 | 279500 | 929500 | 75 | 0 | 0 | 0 | 0.404 | 75.404 | 091015
261 | North Brunswick Township | Middlesex | Install 16 inch water main to connect existing Township water mains located both sides of Route 1 to complete a service loop | 1215001-004-0-0 | 38000 | 1750000 | 307000 | 2057000 | 75 | 0 | 0 | 0 | 0.382 | 75.382 | 091015
263 | North Brunswick Township | Middlesex | Replacement of 2,350 LF of 8 inch water mains on Excelsior and Thalia Streets and Sioux Road | 1215001-005-0-0 | 38000 | 844000 | 365000 | 1209000 | 75 | 0 | 0 | 0 | 0.38 | 75.38 | 091015
266 | Ramsey Board of Public Utilities | Bergen | Replacement of North Central Ave water main | 0248001-014-0-0 | 16350 | 60000 | 40000 | 100000 | 75 | 0 | 0 | 0 | 0.166 | 75.166 | 091015
267 | Sparta Township Water Utility | Sussex | Sandblasting and painting of the interior and exterior of the Ridgeview steel water tank (0.3 MG) and Ranger steel water tank (0.8 MG) | 1918004-002-0-0 | 15726 | 250000 | 30000 | 280000 | 60 | 0 | 15 | 0 | 0.157 | 75.157 | 091015
268 | Beach Haven Borough | Ocean | Rehabilitation of elevated storage tank | 1503001-003-0-0 | 13250 | 709500 | 299135 | 1008635 | 60 | 0 | 0 | 15 | 0.136 | 75.136 | 091015
269 | Bordentown City | Burlington | Replacement of 1,500 LF of 12-inch transmission mains | 0303001-002-0-0 | 13250 | 330000 | 158900 | 488900 | 75 | 0 | 0 | 0 | 0.135 | 75.135 | 091015
271 | Bordentown City | Burlington | Clean & line 340 LF of water main & install 470 LF of water main w/ appurtenances | 0303001-001-0-0 | 13250 | 225000 | 98000 | 323000 | 75 | 0 | 0 | 0 | 0.133 | 75.133 | 091015
274 | Clinton Town | Hunterdon | Construction of a new 2.5 MG Storage Tank | 1005001-002-0-0 | 12505 | 2410045 | 524800 | 2934845 | 50 | 25 | 0 | 0 | 0.125 | 75.125 | 091015
275 | Haddonfield Borough | Camden | Replacement of water main on Tanner & Woodlane with 8 inch | 0417001-001-0-0 | 11600 | 597262 | 163097 | 760359 | 75 | 0 | 0 | 0 | 0.116 | 75.116 | 091015
276 | Pompton Lakes MUA | Passaic | Abandonment of Cannonball Rd main and installation of insertion valves throughout system | 1609001-001-0-0 | 11435 | 140000 | 69000 | 209000 | 75 | 0 | 0 | 0 | 0.115 | 75.115 | 091015
280 | Wanaque Borough | Passaic | Replacement of approximately 6,000 feet of water main and services on Ringwood Avenue | 1613002-002-0-0 | 9954 | 1700000 | 286000 | 1986000 | 75 | 0 | 0 | 0 | 0.09954 | 75.0995 | 091015
286 | Florham Park Boro | Morris | Replacement of 14 6-inch line valves, 12 hydrants and 11 services | 1411001-002-0-0 | 8857 | 164080 | 73836 | 237916 | 75 | 0 | 0 | 0 | 0.089 | 75.089 | 091015
290 | Glen Ridge Borough | Essex | Replace approximately 220 lead services and abandon undersize mains-phase III | 0708001-005-0-0 | 6125 | 482500 | 313500 | 796000 | 75 | 0 | 0 | 0 | 0.061 | 75.061 | 091015
293 | NJ American Water Co.-Ortley Beach | Ocean | Replacement of 1,430 LF of water mains on West Plover and West Swordfish Ways | 1507007-002-0-0 | 3667 | 99479 | 38005 | 137484 | 75 | 0 | 0 | 0 | 0.0366 | 75.0366 | 091015
306 | NJ American Water Co.-Elizabethtown | Union | Hummocks Tank Painting | 2004002-002-0-0 | 609325 | 1698592 | 437357 | 2135949 | 60 | 0 | 0 | 0 | 6.094 | 66.094 | 091015
307 | NJ American Water Co.-Elizabethtown | Union | Upgrade or replace existing booster station due to aging and obolete equipment (Roselle Station) | 2004002-003-0-0 | 609325 | 4446416 | 2200401 | 6646817 | 60 | 0 | 0 | 0 | 6.093 | 66.093 | 091015
313 | Matawan Borough | Monmouth | Structural improvement at the two existing water storage tanks | 1329001-002-0-0 | 7722 | 716312 | 195603 | 911915 | 60 | 0 | 5 | 0 | 0.0772 | 65.0772 | 091015
315 | NJ American Water Co.-Monmouth | Monmouth | Sunset Avenue Water Witch and Monterey Tank Painting | 1345001-010-0-0 | 289553 | 1439085 | 370539 | 1809624 | 60 | 0 | 0 | 0 | 2.896 | 62.896 | 091015
317 | NJ American Water Co.-Western Div. | Burlington | Hi-Nella Tank Painting | 0327001-007-0-0 | 253045 | 754930 | 194381 | 949311 | 60 | 0 | 0 | 0 | 2.5304 | 62.5304 | 091015
318 | NJ American Water Co.-Short Hills | Essex | Short Hills Tank Painting | 0712001-006-0-0 | 217230 | 330282 | 85041 | 415323 | 60 | 0 | 0 | 0 | 2.172 | 62.172 | 091015
319 | Stafford Township | Ocean | Construction of 2,600 LF of 8 and 12-inch water main on Rte 9 and Oak Ave | 1530004-014-0-0 | 19812 | 487224 | 218978 | 706202 | 1 | 25 | 20 | 15 | 0.198 | 61.198 | 091015
320 | Old Bridge MUA | Middlesex | Construct 12-inch and 16-inch pipe to connect the existing Higgins Road water storage tank to the existing Rt 516 ground water storage tank and rehabilitate tanks | 1209002-007-0-0 | 60000 | 3800000 | 1346000 | 5146000 | 60 | 0 | 0 | 0 | 0.6 | 60.6 | 091015
321 | Parsippany Troy Hills Township | Morris | Repainting of 1 MG water storage tank | 1429001-004-0-0 | 50649 | 820000 | 101500 | 921500 | 60 | 0 | 0 | 0 | 0.5064 | 60.5064 | 091015
323 | Sayreville Borough | Middlesex | Rehabilitate existing 3 MG tank | 1219001-003-0-0 | 40377 | 2500000 | 880000 | 3380000 | 60 | 0 | 0 | 0 | 0.405 | 60.405 | 091015
324 | Sayreville Borough | Middlesex | Rehabilitate the pump station facility and surface intake on the South River located in Sayreville | 1219001-002-0-0 | 40377 | 300000 | 135000 | 435000 | 60 | 0 | 0 | 0 | 0.4037 | 60.4037 | 091015
326 | Mahwah Township | Bergen | Rehabilitation of Campgaw elevated storage tank | 0233001-010-0-0 | 24062 | 380000 | 108580 | 488580 | 60 | 0 | 0 | 0 | 0.241 | 60.241 | 091015
327 | Little Egg Harbor MUA | Ocean | Construction of test well 12 which will serve the summer peak demand in the low pressure zone | 1516001-002-0-0 | 22630 | 248800 | 59712 | 308512 | 15 | 0 | 15 | 30 | 0.226 | 60.226 | 091015
329 | Point Pleasant Borough | Ocean | Replacement of the Clifton Ave storage tank | 1524001-001-0-0 | 19306 | 1200000 | 206000 | 1406000 | 60 | 0 | 0 | 0 | 0.193 | 60.193 | 091015
332 | Verona Township | Essex | Rehabilitation of the 2 MG Fairview Avenue storage tank | 0720001-005-0-0 | 13641 | 700500 | 301215 | 1001715 | 60 | 0 | 0 | 0 | 0.136 | 60.136 | 091015
334 | Pompton Lakes MUA | Passaic | Rehabilitation of the exterior of the existing 1.0 MG tank | 1609001-002-0-0 | 11435 | 170000 | 75500 | 245500 | 60 | 0 | 0 | 0 | 0.115 | 60.115 | 091015
336 | Waldwick Borough | Bergen | Replacement of two storage tanks with a 0.8 MG storage tank | 0264001-002-0-0 | 9757 | 910200 | 222810 | 1133010 | 60 | 0 | 0 | 0 | 0.0975 | 60.0975 | 091015
339 | Boonton Town | Morris | Replacement of 0.6 MG storage tank with a new 0.75 MG steel tank | 1401001-001-0-0 | 8600 | 1028310 | 257078 | 1285388 | 60 | 0 | 0 | 0 | 0.086 | 60.086 | 091015
341 | Fayson Lake Water Co | Morris | Replace existing 0.1 MG Stony Brook storage tank with a 0.25 MG tank | 1415001-003-0-0 | 3010 | 500000 | 255000 | 755000 | 60 | 0 | 0 | 0 | 0.03 | 60.03 | 091015
346 | NJ American Water Co.-New Egypt | Ocean | New Egpyt Tank Painting | 1523003-002-0-0 | 1420 | 235915 | 60744 | 296659 | 60 | 0 | 0 | 0 | 0.014 | 60.014 | 091015
348 | Roosevelt Borough | Monmouth | Rehabilitation of water tower | 1341001-002-0-0 | 935 | 350000 | 150000 | 500000 | 60 | 0 | 0 | 0 | 0.009 | 60.009 | 091015
354 | Mahwah Township | Bergen | Installation of a new Nilson Ave. Booser Pump Station | 0233001-011-0-0 | 24062 | 1400000 | 477752 | 1877752 | 50 | 0 | 0 | 0 | 0.241 | 50.241 | 091015
355 | Stafford Township | Ocean | Redevelopment of wells # 2 and 5 | 1530004-015-0-0 | 19812 | 90000 | 42200 | 132200 | 15 | 0 | 20 | 15 | 0.198 | 50.198 | 091015
357 | Bordentown City | Burlington | Construct a 1.25 MG storage tank | 0303001-005-0-0 | 13250 | 2600000 | 676000 | 3276000 | 50 | 0 | 0 | 0 | 0.134 | 50.134 | 091015
360 | Matawan Borough | Monmouth | Installation of a new generator and equipment controls | 1329001-004-0-0 | 7722 | 402926 | 110026 | 512952 | 45 | 0 | 5 | 0 | 0.0772 | 50.0772 | 091015
362 | East Greenwich Township | Gloucester | Construction of a new 1 MG elevated storage tank | 0803001-002-0-0 | 4500 | 3000000 | 565000 | 3565000 | 50 | 0 | 0 | 0 | 0.045 | 50.045 | 091015
370 | Lakehurst Borough | Ocean | Redevelopment of Well 16 | 1513001-001-0-0 | 2500 | 55000 | 18150 | 73150 | 15 | 0 | 0 | 30 | 0.025 | 45.025 | 091015
371 | Sparta Township Water Utility | Sussex | Installation of a water main interconnection (8 inch - 5,000 ft) between the Highlands water system and the Sunset Lakes water system to supplement water demands during summer | 1918003-001-0-0 | 1618 | 545700 | 43656 | 589356 | 30 | 0 | 15 | 0 | 0.0168 | 45.0168 | 091015
377 | Florham Park Boro | Morris | Construction of Water Treatment Facility for removal of manganese | 1411001-001-0-0 | 8857 | 5198709 | 1793587 | 6992296 | 40 | 0 | 0 | 0 | 0.089 | 40.089 | 091015
379 | Stafford Township | Ocean | Construction of New Water Mains to serve existing homes in Ocean Acres (Phase 5) | 1530004-006-0-0 | 19812 | 8388850 | 1919109 | 10307959 | 1 | 0 | 20 | 15 | 0.198 | 36.198 | 091015
385 | NJ American Water Co.-Atlantic | Atlantic | Smithvillve ASR Well | 0119002-006-0-0 | 88088 | 900000 | 266108 | 1166108 | 15 | 0 | 0 | 15 | 0.8808 | 30.8808 | 091015
386 | Franklin Township | Somerset | Construction of an interconnection w/ New Brunswick City including 1450 Lf of water main and a booster pump station | 1808001-007-0-0 | 50000 | 600000 | 142000 | 742000 | 30 | 0 | 0 | 0 | 0.5 | 30.5 | 091015
389 | Beach Haven Borough | Ocean | Construction of a new Well 11 to replace Well 8 due to infiltration | 1503001-001-0-0 | 13250 | 683200 | 293776 | 976976 | 15 | 0 | 0 | 15 | 0.133 | 30.133 | 091015
390 | Ocean Township | Ocean | Modifications to Well 6 at the Route 532 WTP which includes replacement of pump and motors | 1520001-002-0-0 | 12452 | 145125 | 52875 | 198000 | 15 | 0 | 0 | 15 | 0.1245 | 30.1245 | 091015
392 | National Park Borough | Gloucester | Redevelopment/ Rehabilitation to Well 5 | 0812001-002-0-0 | 3289 | 130600 | 48290 | 178890 | 15 | 0 | 0 | 15 | 0.03289 | 30.0329 | 091015
394 | Mount Olive Township | Morris | Installation of 5,000 LF of 12 inch main to interconnect Tinc Farm and Goldmine; interconnect Lynnwood System within Mount Olive Township | 1427015-001-0-0 | 500 | 757000 | 212000 | 969000 | 30 | 0 | 0 | 0 | 0.005 | 30.005 | 091015
398 | Glen Ridge Borough | Essex | Replacement of water meters to a remote read system | 0708001-004-0-0 | 6125 | 946825 | 486705 | 1433530 | 25 | 0 | 0 | 0 | 0.061 | 25.061 | 091015
401 | Matawan Borough | Monmouth | Rehabilitate the Borough's two wells | 1329001-003-0-0 | 7722 | 232801 | 63571 | 296372 | 15 | 0 | 5 | 0 | 0.0772 | 20.0772 | 091015
402 | NJ American Water Co.-Monmouth | Monmouth | Drill two additional wells to increase the capacity at Yellowbrook WTP | 1345001-011-0-0 | 289553 | 3200000 | 1464433 | 4664433 | 15 | 0 | 0 | 0 | 2.895 | 17.895 | 091015
403 | Merchantville Pennsauken WC | Camden | New Administration building for Water system | 0424001-006-0-0 | 47010 | 3700000 | 450000 | 4150000 | 1 | 0 | 0 | 15 | 0.47 | 16.47 | 091015
406 | New Jersey Water Supply Authority | Monmouth | Construction of Intake Pumping Intake Building | 1352005-004-0-0 | 42477 | 3300000 | 1385280 | 4685280 | 15 | 0 | 0 | 0 | 0.425 | 15.425 | 091015
409 | Lacey Township | Ocean | Construction of two test wells # 7 and 8 | 1512001-001-0-0 | 26240 | 1846000 | 382680 | 2228680 | 15 | 0 | 0 | 0 | 0.2624 | 15.2624 | 091015
421 | NJ American Water Co.-Bridgeport | Gloucester | Beckett Well Replacement | 0809001-001-0-0 | 1085 | 450000 | 133054 | 583054 | 15 | 0 | 0 | 0 | 0.011 | 15.011 | 091015
423 | Sayreville Borough | Middlesex | Construct new transmission mains in the northeast section of the Borough | 1219001-005-0-0 | 40377 | 1000000 | 430000 | 1430000 | 1 | 0 | 0 | 0 | 0.404 | 1.404 | 091015
| 145 Projects |  | Subtotal |  |  | 271382840 | 84090820 | 355473660
| 155 Total Projects |  | TOTAL |  |  | 293632729 | 89510839 | 383143568
Notes:
1.) Please refer to the Drinking Water “Living List” of projects that is updated weekly at http://www.nj.gov/dep/arra/docs/arra_dw_2009.pdf
2.) ARRA loan terms are:
50 percent of the total project costs (up to $7.5 million) will be awarded as principal forgiveness loans;
25 percent of the total project costs (up to $2.5 million) will be awarded as zero interest loans from NJDEP; and
25 percent of the balance of the total project cost (up to $2.5 million) will be awarded as a loan at the market rate from the Trust.
3.) If the total project(s) cost (including the leveraged Trust portion) for a water system is more than $10 million,
then the remainder of the project will be covered by the traditional DWSRF program.
4.) ARRA loans and traditional loans will be awarded based on rank then readiness to proceed.
5.) Additionally, points were revised, as explained in the Public Hearing Summary and Response Document in Appendix B, for several projects.
The List has changed; projects that did not submit a recommitment letter, were bypassed or withdrew from the 2009 funding cycle were deleted from the 2009 List.