## 2014_C.3 (Jun-13) Sum SRF
Year | No. of Projects | Total Loan Amount
1998 | 10 | 39426841 | 39.4268
1999 | 21 | 37830424 | 37.8304
2000 | 27 | 47457078 | 47.4571
2001 | 37 | 71285682 | 71.2857
2002 | 25 | 44080955 | 44.081
2003 | 14 | 46152523 | 46.1525
2004 | 20 | 56191334 | 56.1913
2005 | 13 | 49146818 | 49.1468
2006 | 23 | 81442744 | 81.4427
2007 | 19 | 57848594 | 57.8486
2008 | 16 | 28421856 | 28.4219
2009 | 30 | 65798047 | 65.798
2010 | 34 | 102362386 | 102.3624
2012 | 44 | 120349701 | 120.3497
2013 | 18 | 51422155 | 51.4222
Total | 351 | 899217138 | 899.2171
The detailed lists of projects funded from 1998-2013 can be found on our website at:
http://www.nj.gov/dep/watersupply/dws_loans.html
You may also call us at (609) 292-5550 and request a hard copy.

## 2014_C.4 (Jun-13) Sum OS
Year | Total Loan Amount | No. of Projects
2001 | 60605200 | 1 | 60.6052
2002 | 8455264 | 1 | 8.4553
2006 | 21578106 | 1 | 21.5781
2007 | 55512787 | 15 | 55.5128
2008 | 56720443 | 15 | 56.7204
2009 | 58638782 | 22 | 58.6388
Total | 261510582 | 55 | 261.5106
0
0
0
0
0
Note: Source of 2009 monies was ARRA

## 2014_C.5 (Jun-13)_ SFY2013Proj
SFY2013 DWSRF Funded Projects (May 2013)
RANK | SYSTEM NAME | PROJECT DESCRIPTION | PROJECT NUMBER | POPULATION | BULDING COST | SUPPORT COST | TOTAL LOAN AMOUNT | FUND LOAN | PRINCIPAL FORGIVENESS (FUND LOAN) | TRUST LOAN
Green Project Reserves*:
34 | Jersey City/Jersey City MUA | Improvements to gravity feed raw water to WTP to save on energy costs | 0906001-008 | 247000 | 7311000 | 1225350 | 8536350 | 3479600 | 1739800 | 3316950
| 1 Project |  |  | Subtotal | 7311000 | 1225350 | 8536350 | 3479600 | 1739800 | 3316950
Standard:
9 | Vineland City | Treatment for radium removal for well #14 | 0614003-010 | 33000 | 1965900 | 559348 | 2525248 | 1016832 | 508416 | 1000000
45 | Jersey City/Jersey City MUA | Clean & Line 30,325 LF of various size water main and the replacement of 850 LF of 8" main | 0906001-007 | 247000 | 5874790 | 1517921 | 7392711 | 5184461 | 260200 | 1948050
74 | Manchester Utilities Authority | Replace 1,480 LF of mains, valves & hydrants. Install pressure reducing and insertion valves. At various locations. | 1603001-011 | 12275 | 461790 | 247392 | 709182 | 286121 | 143061 | 280000
75 | Southeast Monmouth MUA | Improvements to chemical storage system, recycle lagoon system and a new 2 MG ground level tank at Manasquan WTP | 1352005-005 | 43500 | 6710000 | 1473385 | 8183385 | 3348924 | 1674461 | 3160000
91 | Collingswood Borough | Replacement of aerator at the West Side WTP | 0412001-002 | 14326 | 344850 | 0 | 344850 | 140000 | 70000 | 134850
114 | Ocean Township | Replacement of 4,300 LF of AC mains in Hornblower Rd area | 1520001-004 | 12500 | 574684 | 161708 | 736392 | 300928 | 150464 | 285000
155 | Collingswood Borough | Replacement of 4,075 LF of water main on Mansion & Colford Aves. | 0412001-003 | 14326 | 729205 | 124745 | 853950 | 349200 | 174600 | 330150
171 | Woodbury City | Replacement of 22,500 LF of 12 & 16-inch water main with 16" main on Woodbury-Glassboro Rd | 0822001-001 | 11270 | 2847980 | 426845 | 3274825 | 1339883 | 669942 | 1265000
244 | Middlesex Water Company | Cleaning & cement lining of mains in Colonia section of Woodbridge(Phase 11) | 1225001-014 | 272785 | 3486025 | 488975 | 3975000 | 2960000 |  | 1015000
328 | Millville City | Treatment, pumping and building for new well #18 | 0610001-002 | 27500 | 2898514 | 761486 | 3660000 | 2775000 |  | 885000
343 | Flemington Boro | Construction of production well #7R with pump, valving, meters, building, generator | 1009001-007 | 4250 | 175615 | 120203 | 295818 | 222218 |  | 73600
344 | Flemington Boro | Construction of production well #5R with pump, valving, meters, building, generator | 1009001-006 | 4250 | 373680 | 249757 | 623437 | 467037 |  | 156400
365 | Collingswood Borough | Rehabilitation of well #6 with new well house | 0412001-005 | 14326 | 258755 | 76036 | 334791 | 252541 |  | 82250
366 | Collingswood Borough | Construction of test well #12 at Crestmont Terrace & sealinfgof well #1 & 2 | 0412001-004 | 14326 | 270800 | 109923 | 380723 | 287973 |  | 92750
418 | Jackson Township MUA | Constructing a bldg and installing emergency generator for well #8 | 1511001-009 | 32500 | 671400 | 116600 | 788000 | 585149 |  | 202851
443 | Marlboro Township | Construction of new Tenant Rd WTP to treat well #5 | 1328002-001 | 30000 | 5142100 | 1612593 | 6754693 | 5119693 |  | 1635000
| 16 Projects |  |  | Subtotal | 32786088 | 8046917 | 40833005 | 24635960 | 3651144 | 12545901
Second Chance:
10 | Hammonton Town | Installation of radium removal treatment at wells #5 and 7 | 0113001-005 | 11287 | 1597900 | 454900 | 2052800 | 1552800 |  | 500000
| 1 Project |  |  | Subtotal | 1597900 | 454900 | 2052800 | 1552800 | 0 | 500000
| 18 Total Projects |  |  | Total | 41694988 | 9727167 | 51422155 | 29668360 | 5390944 | 16362851
*Green project noted above is a project that has an approved business case and under the energy efficiency category

## 2014_C.6 (Jun-13) CompList
DWSRF Project Priority Comprehensive List
Ranking Categories
RANK | SYSTEM NAME | County | PROJECT DESCRIPTION | PROJECT NUMBER | POPULATION SERVED | BUILDING COST | SUPPORT COST | TOTAL PROJECT COST | *A | *B | *C | *D | *E | TOTAL POINTS | EST. STATE CERT. DATE (yymmdd)
1 | Passaic Valley WC | Passaic | Phase 1-Installation of four 2,500 kW diesel generators with buildings and fuel pumps at the Little Falls WTP | 1605002-025 | 302900 | 10070000 | 3348200 | 13418200 | 500 | 0 | 20 | 80 | 3.029 | 603.029 | 150430
2 | Passaic Valley WC | Passaic | Phase 1-installation of a 2.0 MG storage tank next to existing Verona storage tank | 1605002-024 | 302900 | 2970000 | 1080400 | 4050400 | 500 | 0 | 20 | 80 | 3.029 | 603.029 | 150430
3 | Passaic Valley WC | Passaic | Phase 1-Decommission the Levine Finished Water Reservoir and construct two new 2.5 MG water storage tank | 1605002-014 | 302900 | 15300000 | 4708000 | 20008000 | 500 | 0 | 20 | 80 | 3.029 | 603.029 | 150430
4 | Newark City | Essex | Construction of a cover for the Cedar Grove Reservoir | 0714001-012 | 280000 | 50000000 | 12730000 | 62730000 | 500 | 0 | 20 | 80 | 2.8 | 602.8 | 150430
5 | Hopatcong Borough | Sussex | Installation of 48-inch pipe at wells to increase chlorine contact time at nine wells | 1912001-009 | 7900 | 750000 | 337500 | 1087500 | 350 | 0 | 0 | 0 | 0.079 | 350.079 | 150430
6 | Aqua NJ - Hamilton | Mercer | Addition of radium treatment at Well 9 to resolve MCL exceedance | 1103001-005 | 49000 | 583100 | 267423 | 850523 | 250 | 50 | 0 | 0 | 0.49 | 300.49 | 150430
7 | North Shore Water Association | Sussex | Drilling of test well(s) | 1904004-004 | 105 | 75000 | 71000 | 146000 | 300 | 0 | 0 | 0 | 0.00105 | 300.0011 | 140430
8 | North Shore Water Association | Sussex | Resolution of nitrate issue-new well(s) with treatment | 1904004-001 | 105 | 360000 | 72000 | 432000 | 300 | 0 | 0 | 0 | 0.00105 | 300.0011 | 150430
9 | Hammonton Town | Atlantic | Installation of radium removal treatment at well #4 | 0113001-006 | 11287 | 1650000 | 520000 | 2170000 | 250 | 0 | 15 | 30 | 0.11287 | 295.1129 | 140430
10 | North Jersey District WS | Passaic | Construction of a new 50 MGD Bellville Pump Station, purchase the Virginia Street Pump Station and 60-inch transmission mains, modifications to the Virginia Street Pump Station, and construct flow metering stations | 1613001-013 | 859318 | 25000000 | 7230000 | 32230000 | 160 | 50 | 20 | 30 | 8.5932 | 268.5932 | 150430
11 | Belleville Township | Essex | Replacement of 7,000 lead service lines | 0701001-003 | 35928 | 14000000 | 4370000 | 18370000 | 250 | 0 | 0 | 15 | 0.35928 | 265.3593 | 150430
12 | Belleville Township | Essex | Installation of lead corrosion control measures at four interconnections | 0701001-004 | 35928 | 400000 | 180000 | 580000 | 250 | 0 | 0 | 15 | 0.35928 | 265.3593 | 150430
13 | Winslow Township | Camden | Add radium removal treatment at existing wells 1 and 8 to correct Maximum Contaminant Level violations | 0436007-006 | 26564 | 4953080 | 1714986 | 6668066 | 250 | 0 | 15 | 0 | 0.26564 | 265.2656 | 150430
14 | Pemberton Township | Burlington | Installation of radium treatment on well # 11 in accordance with ACO | 0329004-004 | 10900 | 2295000 | 825600 | 3120600 | 250 | 0 | 0 | 15 | 0.109 | 265.109 | 150430
15 | Upper Deerfield Twp | Cumberland | Radium Treatment Removal for Love Lane WTP (wells # 3 & 4) | 0613004-001 | 4500 | 2200000 | 834000 | 3034000 | 250 | 0 | 0 | 15 | 0.045 | 265.045 | 150430
16 | Newfield Borough | Gloucester | Installation of radium treatment for well # 5 with piping for chlorine contact time & emergency generator | 0813001-001 | 2065 | 720000 | 282600 | 1002600 | 250 | 0 | 0 | 15 | 0.004 | 265.004 | 140430
17 | Sea Village Marina | Atlantic | Installation of 4,500 LF of water main to connect with NJAWCo to resolve a contaminated source issue in accordance with ACO | 0108021-002 | 160 | 725000 | 364250 | 1089250 | 250 | 0 | 0 | 15 | 0.0016 | 265.0016 | 140430
18 | NJ American Water Company-Penns Grove | Salem | Construct a centralized water treatment plant at Ranney Station with a raw water main to transfer water from Layton Station (design build project) | 1707001-005 | 14400 | 11535000 | 2702000 | 14237000 | 100 | 75 | 0 | 80 | 0.144 | 255.144 | 140430
19 | Newark City | Essex | Backwash, chlorination system & sludge lagoon upgrades at Pequannock WTP | 0714001-016 | 280000 | 6658000 | 2260600 | 8918600 | 100 | 50 | 20 | 80 | 2.8 | 252.8 | 140430
20 | Ramsey Board of Public Utilities | Bergen | Arsenic treatment system at the Spring Street Treatment Facility | 0248001-009 | 16350 | 422903 | 228977 | 651880 | 250 | 0 | 0 | 0 | 0.1635 | 250.1635 | 150430
21 | Sparta Township Water Utility | Sussex | Installation of uranium treatment equipment at two of the existing Autumn Hill well house (Well 1 and Well 2) | 1918004-003 | 15726 | 350000 | 28000 | 378000 | 250 | 0 | 0 | 0 | 0.15726 | 250.1573 | 150430
22 | Newark City | Essex | Cleaning & lining of 61,000 LF of 6, 8 & 12-inch water mains | 0714001-015 | 280000 | 8000000 | 2690000 | 10690000 | 75 | 50 | 20 | 80 | 2.8 | 227.8 | 140430
23 | Newark City | Essex | Upgrade transmission mains to gravity feed 260A Zone to 360 Zone | 0714001-017 | 280000 | 971100 | 437000 | 1408100 | 75 | 50 | 20 | 80 | 2.8 | 227.8 | 140430
24 | Camden City | Camden | Replacement of water mains on South Merrimac Road and New Hampshire Road | 0408001-004 | 50000 | 4100000 | 1442000 | 5542000 | 75 | 50 | 20 | 80 | 0.5 | 225.5 | 150430
25 | Camden City | Camden | Rehabilitate the North Camden pump station | 0408001-006 | 50000 | 500000 | 225000 | 725000 | 60 | 50 | 20 | 80 | 0.5 | 210.5 | 150430
26 | Atlantic City MUA | Atlantic | Installation of solar system at offices and at WTP | 0102001-005 | 47011 | 4000000 | 1410000 | 5410000 | 45 | 50 | 35 | 80 | 0.47011 | 210.4701 | 150430
27 | Willingboro MUA | Burlington | Replacement of electrical, distribution equipment and generator at well # 6 WTP | 0338001-005 | 40000 | 522000 | 236800 | 758800 | 100 | 75 | 20 | 15 | 0.4 | 210.4 | 140430
28 | Aqua NJ - Northern | Warren | Replacement of 7,080 LF of undersized water mains in Philipsburg | 2119001-008 | 33560 | 1062000 | 469840 | 1531840 | 75 | 50 | 0 | 80 | 0.3345 | 205.3345 | 150430
29 | Passaic Valley WC | Passaic | Upgrade residual treatment process to include belt thickners | 1605002-018 | 302900 | 5000000 | 1730000 | 6730000 | 100 | 0 | 20 | 80 | 3.029 | 203.029 | 150430
30 | Newark City | Essex | Construction of an ozonation facility | 0714001-001 | 280000 | 10000000 | 3330000 | 13330000 | 100 | 0 | 20 | 80 | 2.8 | 202.8 | 150430
31 | Newark City | Essex | Removal and disposal of sludge from lagoon | 0714001-013 | 280000 | 3000000 | 1090000 | 4090000 | 100 | 0 | 20 | 80 | 2.8 | 202.8 | 150430
32 | Camden City | Camden | Replacement of VOC tower media, removal and replacement of existing degasifier, and restoration of surface treatments and finishes for the pressure filter at Parkside WTP | 0408001-016 | 50000 | 245277 | 94427 | 339704 | 100 | 0 | 20 | 80 | 0.5 | 200.5 | 150430
33 | Camden City | Camden | Morris-Delair WTP improvements - Phase II - Upgrade plant SCADA system, replace existing sludge pumps, install safety guards, self closing gates at work platforms, new booster pumps and four new wells | 0408001-015 | 50000 | 919790 | 354102 | 1273892 | 100 | 0 | 20 | 80 | 0.5 | 200.5 | 150430
34 | Egg Harbor City | Atlantic | Replacement of a water treatment plant | 0107001-002 | 4700 | 8500000 | 2234370 | 10734370 | 100 | 0 | 15 | 80 | 0.047 | 195.047 | 150430
35 | Willingboro MUA | Burlington | Replacement of 6 & 8 inch mains in RIttenhouse section | 0338001-003 | 40000 | 1585600 | 637392 | 2222992 | 75 | 75 | 20 | 15 | 0.4 | 185.4 | 150430
36 | Passaic Valley WC | Passaic | Replace approximately 200 large antiquated valves | 1605002-015 | 302900 | 2000000 | 770000 | 2770000 | 75 | 0 | 20 | 80 | 3.029 | 178.029 | 150430
37 | Passaic Valley WC | Passaic | Installation of 7000 LF of 12-inch main to replace Granite Ave storage tank | 1605002-017 | 302900 | 1700000 | 674000 | 2374000 | 75 | 0 | 20 | 80 | 3.029 | 178.029 | 150430
38 | Passaic Valley WC | Passaic | Installation of 2200 LF of 12-inch main to connect Eastside Pumping station to Paterson's downtown area | 1605002-019 | 302900 | 600000 | 270000 | 870000 | 75 | 0 | 20 | 80 | 3.029 | 178.029 | 150430
39 | Newark City | Essex | Rehab of 42-inch Steel water main including cleaning & lining | 0714001-002 | 280000 | 3000000 | 1090000 | 4090000 | 75 | 0 | 20 | 80 | 2.8 | 177.8 | 150430
40 | Newark City | Essex | Cleaning and lining of water mains, upgrading 4 inch mains to 6 & 8 inch mains, replace old fire hydrants | 0714001-008 | 280000 | 24800000 | 7178000 | 31978000 | 75 | 0 | 20 | 80 | 2.8 | 177.8 | 150430
41 | Newark City | Essex | Replacement of 12,000 Lead service lines | 0714001-009 | 280000 | 30000000 | 8530000 | 38530000 | 75 | 0 | 20 | 80 | 2.8 | 177.8 | 150430
42 | Camden City | Camden | Replacement of Lead Service Lines in schools including child care centers approved by the City of Camden Board of Education | 0408001-014 | 50000 | 567000 | 255150 | 822150 | 75 | 0 | 20 | 80 | 0.5 | 175.5 | 150430
43 | Camden City | Camden | Cleaning & Lining of distribution and transmission mains on Cooper, Federal, Arch & Market Streets, Delaware Ave., Riverside & Aquarium Drives | 0408001-013 | 50000 | 7971514 | 3068877 | 11040391 | 75 | 0 | 20 | 80 | 0.5 | 175.5 | 150430
44 | Camden City | Camden | Cleaning and lining of approximately 57,000 feet of various transmission mains ranging in size between 16 to 36 inches in diameter | 0408001-020 | 50000 | 7358322 | 2832808 | 10191130 | 75 | 0 | 20 | 80 | 0.5 | 175.5 | 150430
45 | Milford Borough | Hunterdon | Installation of a booster pump station on Mt Pleasant Rd | 1020001-003 | 1347 | 300000 | 114000 | 414000 | 175 | 0 | 0 | 0 | 0.01347 | 175.0135 | 140430
46 | Wildwood City | Cape May | Replacement & looping of water mains in Wildwood Crest | 0514001-002 | 59465 | 2057000 | 473110 | 2530110 | 75 | 0 | 15 | 80 | 0.59465 | 170.5947 | 140430
47 | Willingboro MUA | Burlington | Painting two 1 MG storage tanks-JFK Way and Ember Lane | 0338001-006 | 40000 | 590000 | 107200 | 697200 | 60 | 75 | 20 | 15 | 0.4 | 170.4 | 140430
48 | Bridgeton City | Cumberland | Replacement of 2,190 LF of 6 inch with 8 inch main | 0601001-005 | 22770 | 1723000 | 534600 | 2257600 | 75 | 0 | 15 | 80 | 0.2277 | 170.2277 | 150430
49 | Mountain Shores POA | Morris | Replacement of 2,500 LF of water main and installation of 900 LF of water main to connect to Jefferson Twp water system | 1414009-001 | 80 | 680000 | 141200 | 821200 | 170 | 0 | 0 | 0 | 0.0008 | 170.0008 | 140430
50 | Arthur Road Well Association | Sussex | Connection of this system to Hopatcong Borough to resolve capacity development issues including sealing of existing well and replacement of water mains within the Arthur Road area. | 1912007-001 | 60 | 200000 | 169750 | 369750 | 170 | 0 | 0 | 0 | 0.0006 | 170.0006 | 150430
51 | New Brunswick City | Middlesex | Repairs to 3 pumping stations including replacement of pumps, motors and control systems | 1214001-004 | 50000 | 2960000 | 1077200 | 4037200 | 60 | 0 | 25 | 80 | 0.5 | 165.5 | 150430
52 | Passaic Valley WC | Passaic | Decommissing of Granite Avenue Tank | 1605002-023 | 302900 | 1700000 | 674000 | 2374000 | 60 | 0 | 20 | 80 | 3.029 | 163.029 | 150430
53 | Passaic Valley WC | Passaic | Replacement of Prospect Park storage tank | 1605002-020 | 302900 | 800000 | 360000 | 1160000 | 60 | 0 | 20 | 80 | 3.029 | 163.029 | 150430
54 | Newark City | Essex | Construction of a hydro-electric facility at the pre-treatment plant screen building | 0714001-007 | 280000 | 6000000 | 2050000 | 8050000 | 45 | 0 | 35 | 80 | 2.8 | 162.8 | 150430
55 | Camden City | Camden | Rehabiliation and painting of a 5 MG standpipe (North Camden Tank) and two 2 MG elevated tanks (Kaighn Avenue and Whitman Park Tank) | 0408001-018 | 53000 | 4000000 | 1332222 | 5332222 | 60 | 0 | 20 | 80 | 0.53 | 160.53 | 140430
56 | North Jersey District WS | Passaic | Improvement of chemical feed equipment, pressure gauges, meters and alarms for increased security measures | 1613001-012 | 859318 | 500000 | 225000 | 725000 | 100 | 0 | 20 | 30 | 8.5932 | 158.5932 | 150430
57 | North Jersey District WS | Passaic | Construction of a 6 MG baffled clearwell and rehab of an existing clearwell to include baffles | 1613001-014 | 859318 | 5000000 | 1730000 | 6730000 | 100 | 0 | 20 | 30 | 8.5932 | 158.5932 | 150430
58 | North Jersey District WS | Passaic | Install 6 Layer Aerators including air piping and appurtenances. Purchase and install one unit of variable speed, oil-free compressor w/ instrumentations | 1613001-016 | 859318 | 1000000 | 450000 | 1450000 | 100 | 0 | 20 | 30 | 8.5932 | 158.5932 | 150430
59 | North Jersey District WS | Passaic | Rehabilitation of existing WTP including (1) repainting waste washwater storage, surge tank and filter gallery; prevention of stagnation at the Balancing Reservoir (2) Install permanent centrifuge in the existing Residuals Treatment Facility (3) Provide S | 1613001-020 | 859318 | 4250000 | 1490000 | 5740000 | 100 | 0 | 20 | 30 | 8.5932 | 158.5932 | 150430
60 | North Jersey District WS | Passaic | Replace Sedimentation basins 5 and 6 with high rate clarifiers-Design Build Project | 1613001-022 | 859318 | 12095000 | 3874700 | 15969700 | 100 | 0 | 20 | 30 | 8.5932 | 158.5932 | 140430
61 | North Jersey District WS | Passaic | Treatment technique to recycle lagoon discharge to head of plant-design build | 1613001-025 | 859318 | 5130000 | 1771600 | 6901600 | 100 | 0 | 20 | 30 | 8.5932 | 158.5932 | 140430
62 | North Jersey District WS | Passaic | Installation of low lift natural gas pump-design/build | 1613001-026 | 859318 | 7917875 | 2663720 | 10581595 | 100 | 0 | 20 | 30 | 8.5932 | 158.5932 | 140430
63 | North Jersey District WS | Passaic | Expansion of Aeration System-design/build | 1613001-027 | 859318 | 1554000 | 627280 | 2181280 | 100 | 0 | 20 | 30 | 8.5932 | 158.5932 | 140430
64 | North Jersey District WS | Passaic | Filter building pipe gallery dehumidification and painting-design/build | 1613001-028 | 859318 | 1246000 | 528720 | 1774720 | 100 | 0 | 20 | 30 | 8.5932 | 158.5932 | 140430
65 | North Jersey District WS | Passaic | Rehabilitation of settling basins 1-4 flocculators-design/build | 1613001-029 | 859318 | 1970000 | 760400 | 2730400 | 100 | 0 | 20 | 30 | 8.5932 | 158.5932 | 140430
66 | Willingboro MUA | Burlington | Installation of emergency generators at 3 wells | 0338001-004 | 40000 | 570000 | 175600 | 745600 | 45 | 75 | 20 | 15 | 0.4 | 155.4 | 140430
67 | Long Beach Township (Brant Beach) | Ocean | Replacment of water mains | 1517001-014 | 35550 | 2300675 | 820201 | 3120876 | 75 | 50 | 0 | 30 | 0.3555 | 155.3555 | 140430
68 | Long Beach Township (Brant Beach) | Ocean | Replacment of water mains | 1517001-013 | 35550 | 2466545 | 919294 | 3385839 | 75 | 50 | 0 | 30 | 0.3555 | 155.3555 | 150430
69 | Manchester Township | Ocean | Water main replacement on Northampton Blvd; Yorkshire Ct water main replacement; Wilbur Ave & Holly Rd intersection water main reconstruction & 10th Ave water main extension | 1518005-001 | 26877 | 243890 | 52682 | 296572 | 75 | 0 | 0 | 80 | 0.26877 | 155.2688 | 150430
70 | Mahwah Township | Bergen | Rehabilitation of Ford Wellfield treatment, pumps & motors, electrical, SCADA and transmission mains | 0233001-006 | 24062 | 4600000 | 1585268 | 6185268 | 100 | 50 | 0 | 0 | 0.24062 | 150.2406 | 150430
71 | Newark City | Essex | Rehabilitation of the basculate gate at the Charlotteburgh Reservoir with alarm and control systems | 0714001-011 | 280000 | 2000000 | 770000 | 2770000 | 45 | 0 | 20 | 80 | 2.8 | 147.8 | 150430
72 | Vineland City | Cumberland | Upgrades to the existing water treatment plant at well #13 with new replacement well #18. Decommission well #13. | 0614003-013 | 33000 | 4000000 | 1410000 | 5410000 | 100 | 0 | 15 | 30 | 0.33 | 145.33 | 150430
73 | Vineland City | Cumberland | Upgrades to well #4 water treatment plant including a new air stripping tower | 0614003-012 | 33000 | 756000 | 340200 | 1096200 | 100 | 0 | 15 | 30 | 0.33 | 145.33 | 150430
74 | Vineland City | Cumberland | Replacement of radionuclide treatment at well #12 | 0614003-011 | 33000 | 2295918 | 704082 | 3000000 | 100 | 0 | 15 | 30 | 0.33 | 145.33 | 140430
75 | Egg Harbor City | Atlantic | Construction of a new storage tank | 0107001-001 | 4700 | 2000000 | 370000 | 2370000 | 50 | 0 | 15 | 80 | 0.047 | 145.047 | 150430
76 | Tuckerton Borough | Ocean | Rehabilitation of three green sand filter tanks and one backwash tank | 1532002-004 | 3347 | 109000 | 49050 | 158050 | 100 | 0 | 15 | 30 | 0.033 | 145.033 | 150430
77 | Aqua NJ - Southern | Camden | Replacement of 5,900 LF of water main on Lakeside, East Blenheim, Haines, Lake & Church, etc | 0415002-008 | 49350 | 936100 | 455338 | 1391438 | 75 | 50 | 0 | 15 | 0.4935 | 140.4935 | 150430
78 | Long Beach Township (Brant Beach) | Ocean | Rehabilitation of four storage tanks-Beach Haven Terrace, Brant Beach, Holgate & Pehala Park | 1517001-012 | 35550 | 1000000 | 450000 | 1450000 | 60 | 50 | 0 | 30 | 0.3555 | 140.3555 | 150430
79 | Manchester Township | Ocean | Painting of 1.0 MG elevated storage tank | 1518005-002 | 26877 | 277500 | 67734 | 345234 | 60 | 0 | 0 | 80 | 0.26877 | 140.2688 | 150430
80 | Manchester Utilities Authority | Passaic | Rehabilitate High Service reservoir including security improvements | 1603001-012 | 12275 | 290000 | 130500 | 420500 | 60 | 50 | 15 | 15 | 0.12275 | 140.1227 | 140430
81 | Manchester Utilities Authority | Passaic | Rehabilitate Central Avenue Storage Tank | 1603001-006 | 12275 | 900000 | 405000 | 1305000 | 60 | 50 | 15 | 15 | 0.12275 | 140.1227 | 140430
82 | Manchester Utilities Authority | Passaic | Replace existing booster station at former filter plant with new booster station at Morley and High Mountain in North Haledon | 1603001-007 | 12275 | 1100000 | 482000 | 1582000 | 60 | 50 | 15 | 15 | 0.12275 | 140.1227 | 150430
83 | Brick Township MUA | Ocean | Replace gaseous chlorine with sodium hypochlorite as part of overall chemical upgrades to WTP | 1506001-002 | 134108 | 5000000 | 1730000 | 6730000 | 100 | 0 | 20 | 15 | 1.3411 | 136.3411 | 150430
84 | Willingboro MUA | Burlington | Replacement of 1,250 water meters | 0338001-007 | 40000 | 625000 | 67500 | 692500 | 25 | 75 | 20 | 15 | 0.4 | 135.4 | 140430
85 | North Jersey District WS | Passaic | Rehab of the Kearny/Bayonne Transmission main | 1613001-009 | 859318 | 5600000 | 1922000 | 7522000 | 75 | 0 | 20 | 30 | 8.5932 | 133.5932 | 150430
86 | North Jersey District WS | Passaic | Construct a 48 inch by-pass main and rehabilitate the single 70+ yr old 74 inch aqueduct | 1613001-006 | 859318 | 15000000 | 4630000 | 19630000 | 75 | 0 | 20 | 30 | 8.5932 | 133.5932 | 150430
87 | Passaic Valley WC | Passaic | Installation of a back up Wanaque interconnection line | 1605002-010 | 302900 | 750000 | 337500 | 1087500 | 30 | 0 | 20 | 80 | 3.029 | 133.029 | 150430
88 | Passaic Valley WC | Passaic | Emergency interconnection upgrade between PVWC and United Water that supply water to the Borough of Lodi | 1605002-022 | 302900 | 2000000 | 770000 | 2770000 | 30 | 0 | 20 | 80 | 3.029 | 133.029 | 150430
89 | Passaic Valley WC | Passaic | Upgrade the interconnection with United WC | 1605002-016 | 302900 | 2000000 | 770000 | 2770000 | 30 | 0 | 20 | 80 | 3.029 | 133.029 | 150430
90 | Pine Hill MUA | Camden | Construction of GAC filtration system for removal of IPMP - Critical Area #2 | 0428002-001 | 12492 | 250000 | 112500 | 362500 | 100 | 0 | 0 | 30 | 0.12492 | 130.1249 | 150430
91 | Bellmawr Borough | Camden | Replace back wash tanks and emergency generators at Warren Ave and Leaf Ave WTP's | 0404001-005 | 11583 | 464530 | 108162 | 572692 | 100 | 0 | 0 | 30 | 0.11583 | 130.1158 | 140430
92 | Netcong Borough | Morris | Replacement of leaking water mains | 1428001-002 | 3236 | 1150000 | 498000 | 1648000 | 75 | 50 | 5 | 0 | 0.03236 | 130.0324 | 150430
93 | Sussex Borough | Sussex | Water Treatment Plant upgrades | 1921001-001 | 2666 | 116857 | 3506 | 120363 | 100 | 0 | 0 | 30 | 0.02666 | 130.0267 | 150430
94 | Central Regional Board of Ed. Bayville | Ocean | Additional treatment on existing well | 1505355-001 | 2500 | 1000000 | 450000 | 1450000 | 100 | 0 | 0 | 30 | 0.025 | 130.025 | 150430
95 | Bayview Water Co./Downe Twp | Cumberland | Construction of new storage tank on New Jersey Avenue | 0604001-004 | 770 | 600000 | 270000 | 870000 | 50 | 0 | 0 | 80 | 0.0077 | 130.0077 | 150430
96 | Newark City | Essex | Replacement of 38,234 old water meters in the distribution system. Size ranges from 5/8" to 8" | 0714001-010 | 280000 | 19000000 | 5670000 | 24670000 | 25 | 0 | 20 | 80 | 2.8 | 127.8 | 150430
97 | Jersey City/Jersey City MUA | Hudson | Installation of 8,600 LF of 24" & 30" transmission main for looping | 0906001-006 | 247000 | 13500000 | 2830000 | 16330000 | 75 | 0 | 20 | 30 | 2.47 | 127.47 | 140430
98 | NJ City University/Jersey City | Hudson | Redevelopment of Brownfield site to the west of the New Jersey City University main campus that includes installation of 6,8 and 12-inch Ductile Iron Pipes | 0906001-005 | 229000 | 882867 | 388980 | 1271847 | 75 | 0 | 20 | 30 | 2.29 | 127.29 | 150430
99 | Bayonne MUA | Hudson | Rehabilitation of gate house valve chamber and venturi flow meter | 0901001-004 | 61842 | 900000 | 387000 | 1287000 | 75 | 0 | 20 | 30 | 0.61842 | 125.6184 | 150430
100 | Ramsey Board of Public Utilities | Bergen | Construction of mains (Rte 17, Grant & Airmount) | 0248001-001 | 16350 | 1690000 | 670800 | 2360800 | 75 | 50 | 0 | 0 | 0.1635 | 125.1635 | 150430
101 | Ramsey Board of Public Utilities | Bergen | Replacement of mains (Carol & Maple) | 0248001-002 | 16350 | 1340000 | 558800 | 1898800 | 75 | 50 | 0 | 0 | 0.1635 | 125.1635 | 150430
102 | Ramsey Board of Public Utilities | Bergen | Construction of mains (Rte 17, Snyder & Airmount) | 0248001-003 | 16350 | 985000 | 443250 | 1428250 | 75 | 50 | 0 | 0 | 0.1635 | 125.1635 | 150430
103 | Ramsey Board of Public Utilities | Bergen | Construction of mains (Lakeview & Airmount) | 0248001-004 | 16350 | 795000 | 357750 | 1152750 | 75 | 50 | 0 | 0 | 0.1635 | 125.1635 | 150430
104 | Harrison Water Dept | Hudson | Cleaning & Lining of mains on Grant Ave., Cleveland Ave., & Hamilton Street | 0904001-001 | 14425 | 5500000 | 1890000 | 7390000 | 75 | 0 | 20 | 30 | 0.14425 | 125.1442 | 150430
105 | Harrison Water Dept | Hudson | Cleaning and Lining and of approximately 3,000 LF of 10, 12 and 14 inch mains | 0904001-004 | 14425 | 2000000 | 770000 | 2770000 | 75 | 0 | 20 | 30 | 0.14425 | 125.1442 | 150430
106 | Harrison Water Dept | Hudson | Replacement of 3,160 LF of water mains on S 2nd, Frank E. Rogers Blvd & Scott Mobus Place | 0904001-005 | 14425 | 1500000 | 610000 | 2110000 | 75 | 0 | 20 | 30 | 0.14425 | 125.1442 | 150430
107 | Berkeley Township MUA | Ocean | Install new solar panels at treatment plant | 1505004-003 | 8130 | 750000 | 337500 | 1087500 | 45 | 0 | 0 | 80 | 0.0813 | 125.0813 | 150430
108 | Waterford Township MUA | Camden | New water mains for Maximum Contaminant Level violations: Jackson Rd., Third St., Gardens Ave., Carolyn Ave., Murray Hill Dr., Denver Ave., Clifford Ave. | 0435003-001 | 2408 | 1465738 | 599036 | 2064774 | 125 | 0 | 0 | 0 | 0.02408 | 125.0241 | 150430
109 | Vineland City | Cumberland | Replacement of 2,300 LF of 8-, 10- and 12-inch water mains | 0614003-008 | 33000 | 350000 | 157500 | 507500 | 75 | 0 | 15 | 30 | 0.33 | 120.33 | 150430
110 | Vineland City | Cumberland | Replacement of 1.4 miles of 8-inch with 10 -inch water mains | 0614003-007 | 33000 | 1100000 | 482000 | 1582000 | 75 | 0 | 15 | 30 | 0.33 | 120.33 | 150430
111 | Vineland City | Cumberland | Construction of .4 miles of 12-inch water mains to loop dead ends and enhance water pressure | 0614003-009 | 33000 | 200000 | 90000 | 290000 | 75 | 0 | 15 | 30 | 0.33 | 120.33 | 150430
112 | Rahway City | Union | Rahway Water Treatment Plant Filter System Upgrade to membrane filtration | 2013001-007 | 27346 | 11000000 | 3590000 | 14590000 | 100 | 0 | 5 | 15 | 0.27346 | 120.2735 | 150430
113 | Manchester Township | Ocean | Installation of an automated meter reading system | 1518005-003 | 26877 | 2591600 | 632183 | 3223783 | 25 | 0 | 15 | 80 | 0.26877 | 120.2688 | 150430
114 | Gloucester City | Camden | Water Main replacement on Nicholson Road | 0414001-012 | 11484 | 217305 | 97787 | 315092 | 75 | 0 | 15 | 30 | 0.11484 | 120.1148 | 150430
115 | Gloucester City | Camden | Water Main replacement on Brown Street, E. Brown Street, Sparks Avenue | 0414001-011 | 11484 | 1667072 | 663463 | 2330535 | 75 | 0 | 15 | 30 | 0.11484 | 120.1148 | 150430
116 | Gloucester City | Camden | Water Main replacement on Baynes Avenue | 0414001-010 | 11484 | 477153 | 214719 | 691872 | 75 | 0 | 15 | 30 | 0.11484 | 120.1148 | 150430
117 | Gloucester City | Camden | Water Main replacement on Park Avenue | 0414001-009 | 11484 | 791314 | 356091 | 1147405 | 75 | 0 | 15 | 30 | 0.11484 | 120.1148 | 150430
118 | Gloucester City | Camden | Water Main replacement on Market Street | 0414001-008 | 11484 | 450005 | 202502 | 652507 | 75 | 0 | 15 | 30 | 0.11484 | 120.1148 | 150430
119 | Gloucester City | Camden | Water Main replacement on Johnson Blvd. | 0414001-007 | 11484 | 856487 | 385419 | 1241906 | 75 | 0 | 15 | 30 | 0.11484 | 120.1148 | 150430
120 | Gloucester City | Camden | Water Main replacement on Monmouth Street | 0414001-006 | 11484 | 379973 | 170988 | 550961 | 75 | 0 | 15 | 30 | 0.11484 | 120.1148 | 150430
121 | Gloucester City | Camden | Water Main replacement on Hudson Street | 0414001-005 | 11484 | 326319 | 146844 | 473163 | 75 | 0 | 15 | 30 | 0.11484 | 120.1148 | 150430
122 | Gloucester City | Camden | Water Main replacement on Water Street | 0414001-004 | 11484 | 755272 | 339872 | 1095144 | 75 | 0 | 15 | 30 | 0.11484 | 120.1148 | 150430
123 | Gloucester City | Camden | Water Main replacement on Jersey Avenue | 0414001-003 | 11484 | 2038605 | 782354 | 2820959 | 75 | 0 | 15 | 30 | 0.11484 | 120.1148 | 150430
124 | Gloucester City | Camden | Water Main replacement on Broadway & Koehler Streets | 0414001-002 | 11484 | 799205 | 359642 | 1158847 | 75 | 0 | 15 | 30 | 0.11484 | 120.1148 | 150430
125 | Gloucester City | Camden | Replacement of 2,200 LF of water mains on Charles Street | 0414001-013 | 11484 | 1118625 | 487478 | 1606103 | 75 | 0 | 15 | 30 | 0.11484 | 120.1148 | 150430
126 | Gloucester City | Camden | Replacement of 3,740 LF of water mains @ Monmouth, Hudson, Water & Freedom Pier | 0414001-017 | 11484 | 935272 | 420872 | 1356144 | 75 | 0 | 15 | 30 | 0.11484 | 120.1148 | 140430
127 | Hammonton Town | Atlantic | Water main extension along Egg Harbor Road, and Eighth Street to create loops and eliminate dead ends | 0113001-001 | 11287 | 250000 | 112500 | 362500 | 75 | 0 | 15 | 30 | 0.11287 | 120.1129 | 150430
128 | Hammonton Town | Atlantic | Replacement of water mains on Central Ave., Golf Dr., & 12th Street. | 0113001-002 | 11287 | 1000000 | 450000 | 1450000 | 75 | 0 | 15 | 30 | 0.11287 | 120.1129 | 150430
129 | Hammonton Town | Atlantic | Replacement of 2,900 LF of water mains on Rte 54 | 0113001-003 | 11287 | 485000 | 218250 | 703250 | 75 | 0 | 15 | 30 | 0.11287 | 120.1129 | 150430
130 | Hammonton Town | Atlantic | Replacement of water mains on Packard, Grape & 2nd Sts. | 0113001-009 | 11287 | 731000 | 290230 | 1021230 | 75 | 0 | 15 | 30 | 0.11287 | 120.1129 | 140430
131 | Hammonton Town | Atlantic | Replacement of water mains on Pratt St | 0113001-008 | 11287 | 403000 | 164990 | 567990 | 75 | 0 | 15 | 30 | 0.11287 | 120.1129 | 140430
132 | Pemberton Township | Burlington | Replacement of 4,900 LF of water mains on Ivy, Crescent, No Shore, Peony, Verbena, Sunset & Golf Club Sts | 0329004-006 | 10900 | 400000 | 164000 | 564000 | 75 | 0 | 15 | 30 | 0.109 | 120.109 | 140430
133 | North Jersey District WS | Passaic | (1) Replacement of existing traveling screen, large valves and instrumentation improvements at Ramapo Pump Station (2) Replacement of antiquated electrical equipment at Treatment Plant Raw Water Pump Station | 1613001-019 | 859318 | 12000000 | 3850000 | 15850000 | 60 | 0 | 20 | 30 | 8.5932 | 118.5932 | 150430
134 | Passaic Valley WC | Passaic | Replacement of surface water intake facilities on the Passaic River | 1605002-009 | 302900 | 800000 | 360000 | 1160000 | 15 | 0 | 20 | 80 | 3.029 | 118.029 | 150430
135 | Winslow Township | Camden | New 1.0 MG finished water storage tank | 0436007-003 | 26564 | 1000000 | 450000 | 1450000 | 50 | 50 | 15 | 0 | 0.26564 | 115.2656 | 150430
136 | Berlin Borough | Camden | Repairs to Plant#1 filter and complete replacement of filter media | 0405001-005 | 13121 | 80500 | 36565 | 117065 | 100 | 0 | 15 | 0 | 0.13121 | 115.1312 | 150430
137 | Berkeley Township MUA | Ocean | Installation off new well #4 with 1,000 LF of main to connect to the WTP | 1505004-007 | 8130 | 850000 | 252500 | 1102500 | 15 | 0 | 20 | 80 | 0.0813 | 115.0813 | 140430
138 | Hightstown Borough | Mercer | Construct 80,000 gallon backwash tank and re-line existing lagoons | 1104001-003 | 5516 | 450000 | 202500 | 652500 | 100 | 0 | 15 | 0 | 0.05516 | 115.0552 | 150430
139 | National Park Borough | Gloucester | Replacement of a WTP | 0812001-001 | 3289 | 2289450 | 825871 | 3115321 | 100 | 0 | 0 | 15 | 0.03289 | 115.0329 | 150430
140 | Fountainhead Properties, Inc. | Ocean | Improvement to WTP including chemical feel, building, hydropneumatic tank, controls & auxiliary power | 1511013-001 | 280 | 215500 | 65240 | 280740 | 100 | 0 | 15 | 0 | 0.0028 | 115.0028 | 140430
141 | Trenton City | Mercer | Cleaning and lining of approx 128,000 LF of 4-12 inch water mains, replace 5,500 LF of 4 inch main with 4,000 LF of looping | 1111001-008 | 255000 | 18714750 | 5065066 | 23779816 | 75 | 0 | 20 | 15 | 2.55 | 112.55 | 140430
142 | Brick Township MUA | Ocean | Replacement of 24,090 LF of undersized water mains | 1506001-003 | 134108 | 4600000 | 1102480 | 5702480 | 75 | 0 | 20 | 15 | 1.3411 | 111.3411 | 150430
143 | Orange City | Essex | Cleaning & Lining of mains | 0717001-005 | 30000 | 1675000 | 666000 | 2341000 | 75 | 0 | 5 | 30 | 0.3 | 110.3 | 150430
144 | Stafford Township | Ocean | Replacement of 1,600 LF of water main on Charles Blvd | 1530004-017 | 26818 | 363066 | 163380 | 526446 | 75 | 0 | 20 | 15 | 0.26818 | 110.2682 | 150430
145 | Stafford Township | Ocean | Installation of 5,000 LF of main under the GSP as secondary crossing | 1530004-016 | 26818 | 3000000 | 1090000 | 4090000 | 75 | 0 | 20 | 15 | 0.26818 | 110.2682 | 150430
146 | Ramsey Board of Public Utilities | Bergen | Rehabilitation of Airmount reservoir | 0248001-005 | 16350 | 430000 | 115000 | 545000 | 60 | 50 | 0 | 0 | 0.1635 | 110.1635 | 150430
147 | Towne Centre - Passaic | Passaic | Construction of water mains for a brownfield redevelopment project - Towne Centre | 1605002-009 | 293039 | 500000 | 225000 | 725000 | 75 | 0 | 0 | 30 | 2.9304 | 107.9304 | 150430
148 | East Orange Water Commission | Essex | Installation of 2,150 LF of 8-inch & 1,400 LF of 4-inch for a redevelopment | 0705001-010 | 119650 | 325000 | 146250 | 471250 | 75 | 0 | 0 | 30 | 1.1965 | 106.1965 | 150430
149 | East Orange Water Commission | Essex | Cleaning & Lining of mains | 0705001-002 | 119650 | 2164500 | 822640 | 2987140 | 75 | 0 | 0 | 30 | 1.1965 | 106.1965 | 150430
150 | East Orange Water Commission | Essex | Replacement of west well transmission main | 0705001-006 | 119650 | 2500000 | 930000 | 3430000 | 75 | 0 | 0 | 30 | 1.1965 | 106.1965 | 150430
151 | East Orange Water Commission | Essex | Replacement of fifteen water mains suspended on Garden State Parkway bridges | 0705001-007 | 119650 | 2500000 | 930000 | 3430000 | 75 | 0 | 0 | 30 | 1.1965 | 106.1965 | 150430
152 | NJ American Water Co.-Elizabethtown | Union | Painting of the Raritan Millstone backwash tank at the WTP | 2004002-007 | 609325 | 395000 | 177750 | 572750 | 100 | 0 | 0 | 0 | 6.0933 | 106.0932 | 150430
153 | Perth Amboy City | Middlesex | Replacement of undersize water main - Center Street | 1216001-001 | 47330 | 1209050 | 516896 | 1725946 | 75 | 0 | 0 | 30 | 0.4733 | 105.4733 | 150430
154 | Perth Amboy City | Middlesex | Replacement of undersize water main - State Street | 1216001-002 | 47330 | 2490000 | 926800 | 3416800 | 75 | 0 | 0 | 30 | 0.4733 | 105.4733 | 150430
155 | Perth Amboy City | Middlesex | Cleaning & Lining of water mains-Central bussiness District | 1216001-003 | 47330 | 1000000 | 450000 | 1450000 | 75 | 0 | 0 | 30 | 0.4733 | 105.4733 | 150430
156 | Garfield City | Bergen | Replacement of water mains | 0221001-004 | 29780 | 4200000 | 1474000 | 5674000 | 75 | 0 | 0 | 30 | 0.2978 | 105.2978 | 150430
157 | Garfield City | Bergen | Replacement of 8,000 LF of 6-inch to 12-inch water main & replacement of 30 valves | 0221001-006 | 29780 | 4500000 | 2157500 | 6657500 | 75 | 0 | 0 | 30 | 0.2978 | 105.2978 | 150430
158 | Towne Centre - Garfield | Bergen | Construction of water mains for a brownfield redevelopment project - Towne Centre | 0221001-006 | 29780 | 530000 | 238500 | 768500 | 75 | 0 | 0 | 30 | 0.2978 | 105.2978 | 150430
159 | Phillipsburg Redevelopment Authority/Aqua NJ - Phillipsburg | Warren | Installation of 5,300 LF of 8 and 12-inch water mains for a brownfield site | 2119001-006 | 18162 | 2099859 | 800141 | 2900000 | 75 | 0 | 0 | 30 | 0.18162 | 105.1816 | 150430
160 | Ventnor City | Atlantic | Clean and line 8 and 14" water mains | 0122001-001 | 12900 | 1425000 | 575000 | 2000000 | 75 | 0 | 0 | 30 | 0.129 | 105.129 | 150430
161 | Manchester Utilities Authority | Passaic | Slip line 16,000 LF unlined cast iron 16" pipe in High Mountain in Haledon and North Haledon w/ smaller diameter pipe | 1603001-008 | 12275 | 1100000 | 482000 | 1582000 | 75 | 0 | 15 | 15 | 0.12275 | 105.1227 | 150430
162 | Pemberton Township | Burlington | Rehabilitation of Beech Ave, Trenton Rd & Oak Pines Rd Storage Tanks | 0329004-007 | 10900 | 1710000 | 566000 | 2276000 | 60 | 0 | 15 | 30 | 0.109 | 105.109 | 140430
163 | Berkeley Township MUA | Ocean | Install automated meter reading system throughout the service area to improve the speed and reliability of billing records | 1505004-004 | 8130 | 500000 | 225000 | 725000 | 25 | 0 | 0 | 80 | 0.0813 | 105.0813 | 150430
164 | Paulsboro Borough | Gloucester | Replacement of 2,300 water meters | 0814001-002 | 6160 | 880000 | 396000 | 1276000 | 25 | 0 | 0 | 80 | 0.0616 | 105.0616 | 150430
165 | Tuckerton Borough | Ocean | Rehabilitation of the 1.2 MG standpipe including painting, safety and security improvements and a new mechanical mixing system | 1532002-003 | 3347 | 333300 | 149985 | 483285 | 60 | 0 | 15 | 30 | 0.033 | 105.033 | 150430
166 | Sussex Borough | Sussex | Replacement of 75 year old water mains | 1921001-002 | 2666 | 1402286 | 42068 | 1444354 | 75 | 0 | 0 | 30 | 0.02666 | 105.0267 | 150430
167 | Brooklawn Borough | Camden | Removal and replacement 1,500 LFof 6-inch water mains; looping of dead end water mains on Crescent Blvd., Browning Lane, Hannivig Ave., & Broadway | 0407001-004 | 2300 | 1483000 | 604560 | 2087560 | 75 | 0 | 0 | 30 | 0.023 | 105.023 | 150430
168 | Pemberton Borough | Burlington | Replacement of undersized and antiquated water mains on Hough and Handover Streets | 0328001-001 | 1610 | 490820 | 236971 | 727791 | 75 | 0 | 0 | 30 | 0.0161 | 105.0161 | 150430
169 | Newark City | Essex | Installation of a SCADA system | 0714001-014 | 280000 | 2500000 | 930000 | 3430000 | 1 | 0 | 20 | 80 | 2.8 | 103.8
170 | North Jersey District WS | Passaic | Security system improvements (1) Addition of cameras at remote sites, alarm monitoring, fire alarms at Wanaque WTP (2) Communication systems with area police department | 1613001-023 | 859318 | 1500000 | 600000 | 2100000 | 45 | 0 | 20 | 30 | 8.5932 | 103.5932 | 154030
171 | North Jersey District WS | Passaic | Security system improvements - Relocation of Wanaque WTP main entrance gate closer to Ringwood Blvd | 1613001-018 | 859318 | 3000000 | 1030000 | 4030000 | 45 | 0 | 20 | 30 | 8.5932 | 103.5932 | 150430
172 | North Jersey District WS | Passaic | Implementation of alternative energy generation systems including solar collectors and wind energy at the Wanaque TP for reduction of utility power consumption | 1613001-021 | 859318 | 2500000 | 930000 | 3430000 | 45 | 0 | 20 | 30 | 8.5932 | 103.5932 | 150430
173 | NJ American Water Co.-Coastal North System | Monmouth | Replacement of ozone generators at Swimming River WTP | 1345001-005 | 289553 | 519890 | 32000 | 551890 | 100 | 0 | 0 | 0 | 2.8955 | 102.8955 | 150430
174 | Berkeley Township MUA | Ocean | Install 10,000 LF of new water mains to existing homes that are serviced by private wells | 1505004-006 | 8130 | 1600000 | 500000 | 2100000 | 1 | 0 | 20 | 80 | 0.0813 | 101.0813 | 140430
175 | Evesham MUA | Burlington | Upgrades to WTP for wells # 13 and 14 including iron removal | 0313001-001 | 43200 | 1250000 | 530000 | 1780000 | 100 | 0 | 0 | 0 | 0.432 | 100.432 | 140430
176 | North Brunswick Township | Middlesex | Treatment plant upgrade, which includes replacing the precipitators with upflow clarifiers inside the building, new intake screens, sludge dewatering facilities and a second clear well | 1215001-003 | 38000 | 20000000 | 5930000 | 25930000 | 100 | 0 | 0 | 0 | 0.38 | 100.38 | 150430
177 | Marlboro Township | Monmouth | Replacement of Harbor Rd WTP | 1328002-002 | 30000 | 8500000 | 2850000 | 11350000 | 100 | 0 | 0 | 0 | 0.3 | 100.3 | 140430
178 | Ramsey Board of Public Utilities | Bergen | Installation of chlorine analyzers and pipe improvements to upgrade disinfection system at various facilities | 0248001-015 | 16350 | 500000 | 140000 | 640000 | 100 | 0 | 0 | 0 | 0.1635 | 100.1635 | 150430
179 | Pompton Lakes MUA | Passaic | Replacement of gas chlorination system with solid tablet chlorination system | 1609001-003 | 11435 | 60000 | 33100 | 93100 | 100 | 0 | 0 | 0 | 0.11435 | 100.1144 | 150430
180 | Ringwood Borough | Passaic | Installation of chlorination station, automatic controls & protection of pipe | 1611002-001 | 9600 | 331000 | 59580 | 390580 | 100 | 0 | 0 | 0 | 0.096 | 100.096 | 150430
181 | Fayson Lake Water Co | Morris | Upgrade treatment facility | 1415001-001 | 3087 | 525000 | 236250 | 761250 | 100 | 0 | 0 | 0 | 0.03087 | 100.0309 | 150430
182 | West Milford MUA-Olde Milford System | Passaic | Wells #1,6 & 7 WTP upgrades | 1615016-001 | 1625 | 358000 | 161100 | 519100 | 100 | 0 | 0 | 0 | 0.01625 | 100.0162 | 150430
183 | West Milford MUA-Bald Eagle System | Passaic | Concorde & Quincy WTP upgrades | 1615018-001 | 1260 | 324000 | 145800 | 469800 | 100 | 0 | 0 | 0 | 0.0126 | 100.0126 | 150430
184 | Roosevelt Borough | Monmouth | Upgrades to water treatment plant, including new 240/480 volt electrical service, replacement of pumps and electrical equipment and improvements to aerator. | 1341001-004 | 935 | 390000 | 120500 | 510500 | 100 | 0 | 0 | 0 | 0.00935 | 100.0093 | 140430
185 | West Milford MUA-Awosting System | Passaic | Well #1 WTP upgrades | 1615012-001 | 635 | 118000 | 53100 | 171100 | 100 | 0 | 0 | 0 | 0.00635 | 100.0063 | 150430
186 | West Milford MUA-Greenbrook Estates System | Passaic | Well #28 WTP Upgrades | 1615002-001 | 600 | 176000 | 79200 | 255200 | 100 | 0 | 0 | 0 | 0.006 | 100.006 | 150430
187 | Collier Services | Monmouth | Replace existing hypochlorination and water softener systems with new hypochlorination and iron removal systems; construct new well/treatment house with security features; replace auxiliary power and redevelop existing 25 gpm well. | 1328300-003 | 350 | 100000 | 45000 | 145000 | 100 | 0 | 0 | 0 | 0.0035 | 100.0035 | 150430
188 | Plausha Park Water Co | Morris | Install chemical feed, safety upgrades and replace the ramp and piping at the well/treatment facility | 1421004-001 | 200 | 130000 | 37400 | 167400 | 100 | 0 | 0 | 0 | 0.002 | 100.002 | 150430
189 | West Milford MUA-Birch Hill System | Passaic | Moore Rd WTP upgrades | 1615001-001 | 180 | 145000 | 65250 | 210250 | 100 | 0 | 0 | 0 | 0.0018 | 100.0018 | 150430
190 | West Milford MUA-Parkway System | Passaic | Well #6 WTP Upgrades | 1615006-001 | 115 | 256000 | 115200 | 371200 | 100 | 0 | 0 | 0 | 0.00115 | 100.0011 | 150430
191 | Green Briar Residential Home | Morris | Installation of chlorination to WTP, emergency generator, back up well | 1421305-001 | 43 | 26000 | 4480 | 30480 | 100 | 0 | 0 | 0 | 0.00043 | 100.0004 | 150430
192 | Bloomfield Township | Essex | Cleaning and Lining of water mains | 0702001-001 | 45061 | 1000000 | 450000 | 1450000 | 75 | 0 | 5 | 15 | 0.45061 | 95.4506 | 150430
193 | Willingboro MUA | Burlington | Replacement of 56,000 LF of 6 and 8-inch mains-Twin Hills | 0338001-002 | 40000 | 8100000 | 1985440 | 10085440 | 75 | 0 | 20 | 0 | 0.4 | 95.4 | 150430
194 | Rahway City | Union | Cleaning & Lining of various water main sections | 2013001-002 | 27346 | 1100000 | 482000 | 1582000 | 75 | 0 | 5 | 15 | 0.27346 | 95.2735 | 150430
195 | Rahway City | Union | Cleaning & Lining of various water main sections | 2013001-001 | 27346 | 900000 | 405000 | 1305000 | 75 | 0 | 5 | 15 | 0.27346 | 95.2735 | 150430
196 | Mahwah Township | Bergen | Installation of emergency generators | 0233001-005 | 24062 | 350000 | 157500 | 507500 | 45 | 50 | 0 | 0 | 0.24062 | 95.2406 | 150430
197 | Burlington Township | Burlington | Replacement of 1,500 LF of main on Lansberry Dr and LaVeer Rd | 0306001-004 | 22000 | 214000 | 96300 | 310300 | 75 | 0 | 20 | 0 | 0.22 | 95.22 | 150430
198 | Ocean Township | Ocean | Replacement of undersized water mains with 8 inch water mains in Barnegat | 1520001-005 | 12500 | 500000 | 175000 | 675000 | 75 | 0 | 20 | 0 | 0.125 | 95.125 | 140430
199 | Gloucester City | Camden | Construction of a new .5 MG storage tank to maintain pressure on the east side | 0414001-015 | 11484 | 911511 | 410180 | 1321691 | 50 | 0 | 15 | 30 | 0.11484 | 95.1148 | 150430
200 | Gloucester City | Camden | Construction of a 1.0 MG storage tank to replace standpipe | 0414001-014 | 11484 | 3000000 | 1090000 | 4090000 | 50 | 0 | 15 | 30 | 0.11484 | 95.1148 | 150430
201 | Richard Stockton College of NJ | Atlantic | Installation of solar power at water treatment plant | 0111304-001 | 6600 | 680000 | 306000 | 986000 | 45 | 0 | 35 | 15 | 0.066 | 95.066 | 150430
202 | Towne Centre - Cliffside Park | Bergen | Construction of water mains for a brownfield redevelopment project - Towne Centre | 0238001-001 | 394079 | 525000 | 236250 | 761250 | 75 | 0 | 0 | 15 | 3.9408 | 93.9408 | 150430
203 | Middlesex Water Company | Middlesex | Cleaning & cement lining of mains in South Amboy (Phase 12) | 1225001-015 | 272785 | 3300000 | 700000 | 4000000 | 75 | 0 | 15 | 0 | 2.7279 | 92.7279 | 140430
204 | Belleville Township | Essex | Extension of 12 inch water main to the Medical Center | 0701001-001 | 35928 | 350000 | 157500 | 507500 | 75 | 0 | 0 | 15 | 0.35928 | 90.3593 | 150430
205 | Belleville Township | Essex | Replacement of inoperable valves & hydrants | 0701001-002 | 35928 | 525000 | 236250 | 761250 | 75 | 0 | 0 | 15 | 0.35928 | 90.3593 | 150430
206 | Vineland City | Cumberland | Installation of gas generators at wells #4,6,7,8,10,11 and 12 | 0614003-014 | 33000 | 1543500 | 623920 | 2167420 | 45 | 0 | 15 | 30 | 0.33 | 90.33 | 150430
207 | Garfield City | Bergen | Replacement of the Botany Street pump station. Expansion of the SCADA system | 0221001-005 | 29780 | 2050000 | 786000 | 2836000 | 60 | 0 | 0 | 30 | 0.2978 | 90.2978 | 150430
208 | Lyndhurst Township | Bergen | Replacement of 1,350 LF of antiquated water mains on Forest Avenue | 0232001-002 | 19800 | 1950000 | 511000 | 2461000 | 75 | 0 | 0 | 15 | 0.198 | 90.198 | 150430
209 | Hamilton Township MUA | Atlantic | Replacement of antiquated water mains | 0112001-003 | 17892 | 1950000 | 624000 | 2574000 | 75 | 0 | 0 | 15 | 0.17892 | 90.1789 | 140430
210 | Berlin Borough | Camden | A 12 inch water main needs to be tied in at Park Drive and White Horse Pike | 0405001-006 | 13121 | 200000 | 90000 | 290000 | 75 | 0 | 15 | 0 | 0.13121 | 90.1312 | 150430
211 | Pine Hill MUA | Camden | Rehabilitate the interior & exterior of the Mt Clement storage tank | 0428002-002 | 10185 | 334900 | 149742 | 484642 | 60 | 0 | 0 | 30 | 0.10185 | 90.1018 | 140430
212 | Milltown Borough | Middlesex | Cleaning and lining of water mains, replacement of fire hydrants, gate valves and valve boxes in the Borough | 1212001-001 | 7052 | 1000000 | 450000 | 1450000 | 75 | 0 | 15 | 0 | 0.07052 | 90.0705 | 150430
213 | National Park Borough | Gloucester | Replacement of 6-inch and 10-inch water main with appurtenances | 0812001-003 | 3289 | 228450 | 99134 | 327584 | 75 | 0 | 0 | 15 | 0.03289 | 90.0329 | 150430
214 | Bloomingdale Borough | Passaic | Replacement of 3,150 LF of 2 inch water mains with 12 hydrants and 52 water services | 1601001-004 | 3000 | 853000 | 383850 | 1236850 | 75 | 0 | 15 | 0 | 0.03 | 90.03 | 140430
215 | Alpha Borough | Warren | Upgrades to treatment for Pursell & Alpha St wells or VOC removal, hardness and disinfection | 2102001-001 | 2500 | 1547470 | 755427 | 2302897 | 60 | 0 | 0 | 30 | 0.025 | 90.025 | 150430
216 | Brooklawn Borough | Camden | Painting interior & exterior of water tank | 0407001-005 | 2300 | 429000 | 193050 | 622050 | 60 | 0 | 0 | 30 | 0.023 | 90.023 | 150430
217 | Fountainhead Properties, Inc. | Ocean | Loop system with 400 LF of water main with replacement of water meters | 1511013-002 | 280 | 55000 | 16840 | 71840 | 75 | 0 | 15 | 0 | 0.0028 | 90.0028 | 140430
218 | Stafford Township | Ocean | Construction of 2,600 LF of 8 and 12-inch water main on Rte 9 and Oak Ave | 1530004-014 | 26818 | 487224 | 218978 | 706202 | 1 | 50 | 20 | 15 | 0.26818 | 86.2682 | 150430
219 | NJ American Water Co.-Atlantic | Atlantic | Construction of a 1.5 MG elevated tank including water mains | 0119002-004 | 88088 | 2100000 | 802000 | 2902000 | 50 | 0 | 20 | 15 | 0.88088 | 85.8809 | 150430
220 | Brick Township MUA | Ocean | Installation of security measures in water system: Hatch Blue Guardian system to monitor WQ, lightning strike protection, surveillance cameras, wind turbine and solar panels | 1506001-006 | 134108 | 2300000 | 800000 | 3100000 | 45 | 0 | 20 | 15 | 1.3411 | 81.3411 | 150430
221 | Brick Township MUA | Ocean | Installation of emergency generators w/ controls & instrumentation at 3 booster pump stations | 1506001-004 | 134108 | 450000 | 160980 | 610980 | 45 | 0 | 20 | 15 | 1.3411 | 81.3411 | 150430
222 | Manchester Utilities Authority | Passaic | Demolition of inoperational structures and building, security & SCADA improvements at old filter plant. | 1603001-013 | 12275 | 540000 | 243000 | 783000 | 1 | 50 | 15 | 15 | 0.12275 | 81.1227 | 140430
223 | NJ American Water Co.-Elizabethtown | Union | 36 inch valve replacement at Madison Hill Road | 2004002-006 | 609325 | 175000 | 78750 | 253750 | 75 | 0 | 0 | 0 | 6.0933 | 81.0932 | 150430
224 | Berkeley Township/MUA | Ocean | Extension of water mains to serve existing homes on private wells in the Manitou Park Section of the Township | 1505004-005 | 8130 | 7500000 | 3319165 | 10819165 | 1 | 0 | 0 | 80 | 0.0813 | 81.0813 | 150430
225 | Berkeley Township MUA | Ocean | Install new water mains to existing homes and commercial establishments. New mains are approx. 10,000 LF of 8, 10 and 12 inch ductile iron cement | 1505004-002 | 8130 | 5226820 | 1425364 | 6652184 | 1 | 0 | 0 | 80 | 0.0813 | 81.0813 | 150430
226 | Downe Township | Cumberland | Construction of water system for Money Island and Gandy's Beach and installation of storage tank in Fortescue | 0604999-001 | 300 | 759000 | 341550 | 1100550 | 1 | 0 | 0 | 80 | 0.003 | 81.003 | 150430
227 | Rahway City | Union | Repainting of 1.5 MG elevated & 0.5 MG watersphere water tanks | 2013001-004 | 27346 | 750000 | 337500 | 1087500 | 60 | 0 | 5 | 15 | 0.27346 | 80.2735 | 150430
228 | Winslow Township | Camden | Install new 500 GPM well #12 | 0436007-005 | 26564 | 228600 | 102870 | 331470 | 15 | 50 | 15 | 0 | 0.26564 | 80.2656 | 150430
229 | Winslow Township | Camden | Install appurtenances associated with new well #12 (SCADA, well house, transmission mains) | 0436007-004 | 26564 | 1791000 | 703120 | 2494120 | 15 | 50 | 15 | 0 | 0.26564 | 80.2656 | 150430
230 | Mahwah Township | Bergen | Interconnection on Campgaw & Pulis Avenues | 0233001-003 | 24062 | 1300000 | 546000 | 1846000 | 30 | 50 | 0 | 0 | 0.24062 | 80.2406 | 150430
231 | NJ American Water Co.-Coastal North System | Monmouth | Rehab of High Service Transmission Main in Middletown | 1345001-006 | 289553 | 5400000 | 1596650 | 6996650 | 75 | 0 | 0 | 0 | 2.8955 | 77.8955 | 150430
232 | NJ American Water Co.-Coastal North System | Monmouth | East End Transmission Main Replacement | 1345001-009 | 289553 | 1391309 | 531556 | 1922865 | 75 | 0 | 0 | 0 | 2.8955 | 77.8955 | 150430
233 | Middlesex Water Company | Middlesex | Construction of a 48-inch, 30,000 LF of finished water supply Transmission main from Carl J Olsen WTP to intersect Tices Lane and Old Bridge Turnpike in East Brunswick | 1225001-018 | 272785 | 23200000 | 6762000 | 29962000 | 75 | 0 | 0 | 0 | 2.7279 | 77.7279 | 150430
234 | Middlesex Water Company | Middlesex | Cleaning & cement lining of mains (Phase 13) | 1225001-016 | 272785 | 2891496 | 1055279 | 3946775 | 75 | 0 | 0 | 0 | 2.7279 | 77.7279 | 150430
235 | Middlesex Water Company | Middlesex | Replacement of 5,000 LF of 24-inch cast iron mains from Main Street in the Borough of Sayreville across the Raritan River to the City of Perth Amboy. | 1225001-019 | 272785 | 4200000 | 1474000 | 5674000 | 75 | 0 | 0 | 0 | 2.7279 | 77.7279 | 150430
236 | Catateret Borough | Middlesex | Installation of 6-inch main to serve waterfront park in Cateret | 1225001-020 | 250010 | 600000 | 258000 | 858000 | 75 | 0 | 0 | 0 | 2.5001 | 77.5001 | 150430
237 | NJ American Water Co.-Short Hills | Essex | Replacement of two large valves | 0712001-008 | 217230 | 600000 | 270000 | 870000 | 75 | 0 | 0 | 0 | 2.1723 | 77.1723 | 150430
238 | East Orange Water Commission | Essex | Installation of solar power at water treatment plant | 0705001-009 | 119650 | 1000000 | 450000 | 1450000 | 45 | 0 | 0 | 30 | 1.1965 | 76.1965 | 150430
239 | Old Bridge MUA | Middlesex | Replacement of 2,100 LF of water miain with 16 inch on Rte 516 | 1209002-010 | 65375 | 900000 | 432000 | 1332000 | 75 | 0 | 0 | 0 | 0.65375 | 75.6538 | 140430
240 | Old Bridge MUA | Middlesex | Replacement of water mains along Lawrence Harbor Road | 1209002-002 | 65375 | 1600000 | 642000 | 2242000 | 75 | 0 | 0 | 0 | 0.65375 | 75.6538 | 150430
241 | Wayne Township | Passaic | Replacement of 2400 LF of 8-inch water main and 2000 LF of 12-inch water main -Farmingdale Area | 1614001-001 | 55000 | 1100000 | 482000 | 1582000 | 75 | 0 | 0 | 0 | 0.55 | 75.55 | 150430
242 | Franklin Township | Somerset | Installation of new water mains to eliminate dead end mains | 1808001-006 | 50000 | 920000 | 414000 | 1334000 | 75 | 0 | 0 | 0 | 0.5 | 75.5 | 150430
243 | Merchantville-Pennsauken | Camden | Rehabilitation of 3.0 MG Park Ave Storage Tank | 0424001-007 | 48997 | 2450000 | 100000 | 2550000 | 60 | 0 | 0 | 15 | 0.48997 | 75.49 | 140430
244 | East Brunswick Twp | MIddlesex | Replacement of undersized water mains on Wilmot, Harrison and various streets | 1204001-001 | 47000 | 3672735 | 1347265 | 5020000 | 75 | 0 | 0 | 0 | 0.47 | 75.47 | 150430
245 | Sayreville Borough | Middlesex | Clean and line water mains in several sections of the Borough | 1219001-008 | 40377 | 2000000 | 730000 | 2730000 | 75 | 0 | 0 | 0 | 0.40377 | 75.4038 | 150430
246 | Sayreville Borough | Middlesex | Rehabilitate existing unlined cast iron water mains in several areas of Sayreville | 1219001-004 | 40377 | 5000000 | 1730000 | 6730000 | 75 | 0 | 0 | 0 | 0.40377 | 75.4038 | 150430
247 | Sayreville Borough | Middlesex | Construct new water main along Washington Road | 1219001-006 | 40377 | 650000 | 279500 | 929500 | 75 | 0 | 0 | 0 | 0.40377 | 75.4038 | 150430
248 | Mount Laurel Township MUA | Burlington | Replacement of 1,460 LF of 8 and 12-inch water main | 0324001-006 | 40221 | 322000 | 251260 | 573260 | 75 | 0 | 0 | 0 | 0.40221 | 75.4022 | 150430
249 | Montclair Township | Essex | Cleaning & Lining of water mains | 0713001-002 | 38977 | 750000 | 337500 | 1087500 | 75 | 0 | 0 | 0 | 0.38977 | 75.3898 | 150430
250 | Montclair Township | Essex | Replace Transmission Valves | 0713001-003 | 38977 | 650000 | 292500 | 942500 | 75 | 0 | 0 | 0 | 0.38977 | 75.3898 | 150430
251 | Montclair Township | Essex | Replacement of lead service Lines - Phase III | 0713001-010 | 38977 | 900000 | 252000 | 1152000 | 75 | 0 | 0 | 0 | 0.38977 | 75.3898 | 150430
252 | North Brunswick Township | Middlesex | Install 16 inch water main to connect existing Township water mains located both sides of Route 1 to complete a service loop | 1215001-004 | 38000 | 1750000 | 307000 | 2057000 | 75 | 0 | 0 | 0 | 0.38 | 75.38 | 150430
253 | North Brunswick Township | Middlesex | Replacement of 4 miles of 24 inch water main from the North Brunswick Twp Treatment plant to Finnegan's Lane | 1215001-002 | 38000 | 5000000 | 1730000 | 6730000 | 75 | 0 | 0 | 0 | 0.38 | 75.38 | 150430
254 | North Brunswick Township | Middlesex | Replacement of 2,350 LF of 8 inch water mains on Excelsior and Thalia Streets and Sioux Road | 1215001-005 | 38000 | 844000 | 365000 | 1209000 | 75 | 0 | 0 | 0 | 0.38 | 75.38 | 150430
255 | Montville Township | Morris | Installation of 880 LF of 8 inch water main and a pressure reducing faciity to provide a secondary supply to the Pine Brook Road service area | 1421003-002 | 21000 | 125000 | 35000 | 160000 | 75 | 0 | 0 | 0 | 0.21 | 75.21 | 150430
256 | Ramsey Board of Public Utilities | Bergen | Replacement of North Central Ave water main | 0248001-014 | 16350 | 60000 | 40000 | 100000 | 75 | 0 | 0 | 0 | 0.1635 | 75.1635 | 150430
257 | Pennsville Township | Salem | Rehabilitate .25 MG Water Street storage tank | 1708001-003 | 13250 | 150000 | 67500 | 217500 | 60 | 0 | 0 | 15 | 0.1325 | 75.1325 | 150430
258 | Bordentown City | Burlington | Replacement of 1,500 LF of 12-inch transmission mains | 0303001-002 | 13250 | 330000 | 158900 | 488900 | 75 | 0 | 0 | 0 | 0.1325 | 75.1325 | 150430
259 | Saddle Brook Township | Gloucester | Construction of 1,200 LF of 8-inch water mains | 0802001-001 | 13155 | 465000 | 209250 | 674250 | 75 | 0 | 0 | 0 | 0.13155 | 75.1316 | 150430
260 | Clinton Town | Hunterdon | Replacement of 2,300 LF of 12 inch water main on Halstead St & Looping of 1,810 LF of 12 inch water main on Rte 31 | 1005001-005 | 12500 | 1241426 | 527256 | 1768682 | 75 | 0 | 0 | 0 | 0.125 | 75.125 | 140430
261 | Haddonfield Borough | Camden | Replacement of water main on Tanner & Woodlane with 8 inch | 0417001-001 | 11600 | 597262 | 163097 | 760359 | 75 | 0 | 0 | 0 | 0.116 | 75.116 | 150430
262 | Wallington Borough | Bergen | Replacement of 6-inch mains with 8-inch mains | 0265001-001 | 11580 | 1295845 | 544670 | 1840515 | 75 | 0 | 0 | 0 | 0.1158 | 75.1158 | 150430
263 | Pompton Lakes MUA | Passaic | Abandonment of Cannonball Rd main and installation of insertion valves throughout system | 1609001-001 | 11435 | 140000 | 69000 | 209000 | 75 | 0 | 0 | 0 | 0.11435 | 75.1144 | 150430
264 | Beachwood Borough | Ocean | The Cable Avenue water main replacement includes replacing 4, 6 and 8 inch water mains with 3,500 LF of 8 inch main | 1504001-006 | 10375 | 500000 | 100000 | 600000 | 75 | 0 | 0 | 0 | 0.10375 | 75.1038 | 150430
265 | East Hanover Township | Morris | Replace water mains | 1410001-004 | 10000 | 350000 | 157500 | 507500 | 75 | 0 | 0 | 0 | 0.1 | 75.1 | 150430
266 | Wanaque Borough | Passaic | Replacement of approximately 6,000 feet of water main and services on Ringwood Avenue | 1613002-002 | 9954 | 1700000 | 286000 | 1986000 | 75 | 0 | 0 | 0 | 0.09954 | 75.0995 | 150430
267 | Ringwood Borough | Passaic | Replacement of undersized water mains | 1611002-002 | 9600 | 650000 | 292500 | 942500 | 75 | 0 | 0 | 0 | 0.096 | 75.096 | 150430
268 | Aberdeen Township | Monmouth | Install two water utility crossing of Route 35 to improve the capability of the existing water distribution system | 1330002-004 | 8900 | 350000 | 161000 | 511000 | 75 | 0 | 0 | 0 | 0.089 | 75.089 | 150430
269 | Aberdeen Township | Monmouth | Replace deteriorated water main from Route 35/Long Neck crossing to and along County Road to improve the system's reliability, pressure and fire protection | 1330002-003 | 8900 | 650000 | 292500 | 942500 | 75 | 0 | 0 | 0 | 0.089 | 75.089 | 150430
270 | Aberdeen Township | Monmouth | Installation of water mains to provide water services and fire protection to residents within the Aberdeen Road area of the Cliffwood/Cliffwood Beach service areas. | 1330002-001 | 8900 | 775000 | 356000 | 1131000 | 75 | 0 | 0 | 0 | 0.089 | 75.089 | 150430
271 | Florham Park Boro | Morris | Replacement of 14 6-inch line valves, 12 hydrants and 11 services | 1411001-002 | 8857 | 164080 | 73836 | 237916 | 75 | 0 | 0 | 0 | 0.08857 | 75.0886 | 150430
272 | Spotswood Borough | Middlesex | Cleaning and lining of approximaty 3,600 LF of water mains | 1224001-001 | 8200 | 400000 | 180000 | 580000 | 75 | 0 | 0 | 0 | 0.082 | 75.082 | 150430
273 | Clayton Borough | Gloucester | Rehabilitation of East Chestnut St and North Delsea Dr storage tanks | 0801001-002 | 8180 | 753170 | 338927 | 1092097 | 60 | 0 | 0 | 15 | 0.0818 | 75.0818 | 140430
274 | Stanhope Borough | Sussex | Replacement of water mains on Tower Dr, Brooklyn Rd, Continental Dr, Waterloo Rd, Sagamore Rd and in The Point. | 1919001-001 | 3600 | 1371750 | 429741 | 1801491 | 75 | 0 | 0 | 0 | 0.036 | 75.036 | 140430
275 | Island Heights Borough | Ocean | Replacement of 75 fire hydrants and repairs to 21 fire hydrants | 1510001-004 | 1750 | 250800 | 25064 | 275864 | 75 | 0 | 0 | 0 | 0.0175 | 75.0175 | 150430
276 | West Milford MUA-Olde Milford System | Passaic | Replace Fire Hydrants | 1615016-004 | 1625 | 46000 | 20700 | 66700 | 75 | 0 | 0 | 0 | 0.01625 | 75.0162 | 150430
277 | Milford Borough | Hunterdon | Replace 5,000 LF with 8-inch water mains on Delaware & Ravine Rds to loop system | 1020001-002 | 1347 | 1040000 | 825220 | 1865220 | 75 | 0 | 0 | 0 | 0.01347 | 75.0135 | 150430
278 | Milford Borough | Hunterdon | Replace 3,000 LF with 8-inch water mains on Green, Maple, Orchard, Walnut & Railroad Sts | 1020001-001 | 1347 | 710000 | 352500 | 1062500 | 75 | 0 | 0 | 0 | 0.01347 | 75.0135 | 150430
279 | West Milford MUA-Bald Eagle System | Passaic | Replace Fire Hydrants | 1615018-004 | 1260 | 35000 | 15750 | 50750 | 75 | 0 | 0 | 0 | 0.0126 | 75.0126 | 150430
280 | Roosevelt Borough | Monmouth | Cleaning and lining of 8,900 LF of 6 & 8 inch water mains | 1341001-001 | 935 | 500000 | 125000 | 625000 | 75 | 0 | 0 | 0 | 0.00935 | 75.0093 | 140430
281 | West Milford MUA-Crescent Park System | Passaic | Replace Fire Hydrants | 1615014-002 | 700 | 17000 | 7650 | 24650 | 75 | 0 | 0 | 0 | 0.007 | 75.007 | 150430
282 | West Milford MUA-Awosting System | Passaic | Replace Fire Hydrants | 1615012-004 | 635 | 17000 | 7650 | 24650 | 75 | 0 | 0 | 0 | 0.00635 | 75.0063 | 150430
283 | West Milford MUA-Greenbrook Estates System | Passaic | Replace Fire Hydrants | 1615002-003 | 600 | 17000 | 7650 | 24650 | 75 | 0 | 0 | 0 | 0.006 | 75.006 | 150430
284 | Byram Twp Homeowners Assoc | Sussex | Replacement of 77 saddles on the water mains | 1904009-006 | 400 | 250000 | 112500 | 362500 | 75 | 0 | 0 | 0 | 0.004 | 75.004 | 150430
285 | Collier Services | Monmouth | Replace distribution system and associated appurtenances including hydrants within the Collier Services property | 1328300-002 | 350 | 254000 | 114300 | 368300 | 75 | 0 | 0 | 0 | 0.0035 | 75.0035 | 150430
286 | Lake Glenwood Village | Sussex | Replacement of 1,000 LF of water mains on Cliffside, Toboggan & Lakeshore | 1922010-004 | 250 | 72000 | 32400 | 104400 | 75 | 0 | 0 | 0 | 0.0025 | 75.0025 | 150430
287 | Lake Glenwood Village | Sussex | Installation of 7,100 LF of 6-inch Cement Lined Ductile Iron Pipe replacement water mains | 1922010-002 | 250 | 500000 | 225000 | 725000 | 75 | 0 | 0 | 0 | 0.0025 | 75.0025 | 150430
288 | Rosemont Water Company | Hunterdon | Rehabilitate and/or replace existing distribution mains | 1007002-002 | 225 | 361456 | 162655 | 524111 | 75 | 0 | 0 | 0 | 0.00225 | 75.0023 | 150430
289 | Plausha Park Water Co | Morris | Replacement of main at stream crossing, valves and installing blow off hydrants | 1421004-002 | 200 | 95000 | 27400 | 122400 | 75 | 0 | 0 | 0 | 0.002 | 75.002 | 150430
290 | West Milford MUA-Birch Hill System | Passaic | Replace Fire Hydrants | 1615001-004 | 180 | 6000 | 2700 | 8700 | 75 | 0 | 0 | 0 | 0.0018 | 75.0018 | 150430
291 | West Milford MUA-Parkway System | Passaic | Replace Fire Hydrants | 1615006-004 | 115 | 6000 | 2700 | 8700 | 75 | 0 | 0 | 0 | 0.00115 | 75.0011 | 150430
292 | North Shore Water Association | Sussex | Replacement of 1,800 LF of water mains | 1904004-002 | 105 | 285000 | 101800 | 386800 | 75 | 0 | 0 | 0 | 0.00105 | 75.0011 | 140430
293 | NJ American Water Co.-Atlantic | Atlantic | Installation of New Water Meters | 0119002-009 | 88088 | 128641 | 57888 | 186529 | 35 | 0 | 20 | 15 | 0.88088 | 70.8809 | 150430
294 | Gloucester City | Camden | Replacement of water meters with automatic read meters | 0414001-016 | 11484 | 756200 | 166364 | 922564 | 25 | 0 | 15 | 30 | 0.11484 | 70.1148 | 140430
295 | Hammonton Town | Atlantic | Replace 1,500 meters with radio frequency meters . | 0113001-007 | 11287 | 607500 | 240475 | 847975 | 25 | 0 | 15 | 30 | 0.11287 | 70.1129 | 140430
296 | Netcong Borough | Morris | Drill new well to meet current demand | 1428001-003 | 3236 | 425000 | 191250 | 616250 | 15 | 50 | 5 | 0 | 0.03236 | 70.0324 | 150430
297 | Trenton City | Mercer | Construction of an emergency interconnection with NJAWCo comprising of 33,000 LF of 12, 16 and 24 inches of transmission main | 1111001-007 | 255000 | 13000000 | 4110000 | 17110000 | 30 | 0 | 20 | 15 | 2.55 | 67.55 | 150430
298 | NJ American Water Co.-Elizabethtown | Union | Hummocks Tank Painting | 2004002-002 | 609325 | 1698592 | 437357 | 2135949 | 60 | 0 | 0 | 0 | 6.0933 | 66.0932 | 150430
299 | NJ American Water Co.-Elizabethtown | Union | Upgrade or replace existing booster station due to aging and obolete equipment (Roselle Station) | 2004002-003 | 609325 | 4446416 | 2200401 | 6646817 | 60 | 0 | 0 | 0 | 6.0933 | 66.0932 | 150430
300 | NJ American Water Co.-Elizabethtown | Union | Prospect Ave Tank (Mountainside) Painting | 2004002-008 | 609325 | 350000 | 157500 | 507500 | 60 | 0 | 0 | 0 | 6.0933 | 66.0932 | 150430
301 | NJ American Water Co.-Ocean City | Cape May | Installation of New Water Meters | 0508001-006 | 28071 | 105001 | 47250 | 152251 | 35 | 0 | 0 | 30 | 0.28071 | 65.2807 | 150430
302 | Ramsey Board of Public Utilities | Bergen | Rehabilitate Dixon, Martis & Spring wells | 0248001-006 | 16350 | 250000 | 112500 | 362500 | 15 | 50 | 0 | 0 | 0.1635 | 65.1635 | 150430
303 | Ramsey Board of Public Utilities | Bergen | Construction of 2 wells with pump station & piping | 0248001-007 | 16350 | 3090000 | 1118800 | 4208800 | 15 | 50 | 0 | 0 | 0.1635 | 65.1635 | 150430
304 | Matawan Borough | Monmouth | Structural improvement at the Middlesex storage tank | 1329001-005 | 8810 | 800000 | 140000 | 940000 | 60 | 0 | 5 | 0 | 0.0881 | 65.0881 | 140430
305 | Clayton Borough | Gloucester | Construction of a new .75 MG storage tank | 0801001-001 | 8180 | 2904000 | 905650 | 3809650 | 50 | 0 | 0 | 15 | 0.0818 | 65.0818 | 140430
306 | Hightstown Borough | Mercer | New Wycoff Mills Water Storage Tank with transmission mains | 1104001-001 | 5516 | 825000 | 371250 | 1196250 | 50 | 0 | 15 | 0 | 0.05516 | 65.0552 | 150430
307 | NJ American Water Co.-Coastal North System | Monmouth | Sunset Avenue and Monterey Tank Painting | 1345001-010 | 289553 | 600000 | 270000 | 870000 | 60 | 0 | 0 | 0 | 2.8955 | 62.8955 | 150430
308 | NJ American Water Co.-Coastal North System | Monmouth | Rehab of Newman Springs Pumping Station | 1345001-008 | 289553 | 400000 | 180000 | 580000 | 60 | 0 | 0 | 0 | 2.8955 | 62.8955 | 150430
309 | NJ American Water Co.-Short Hills | Essex | Short Hills Tank Painting | 0712001-006 | 217230 | 400000 | 180000 | 580000 | 60 | 0 | 0 | 0 | 2.1723 | 62.1723 | 150430
310 | NJ American Water Co.-Atlantic | Atlantic | Replacement of Water Meters | 0119002-010 | 88088 | 322686 | 145209 | 467895 | 25 | 0 | 20 | 15 | 0.88088 | 60.8809 | 150430
311 | Old Bridge MUA | Middlesex | Construct 12-inch and 16-inch pipe to connect the existing Higgins Road water storage tank to the existing Rt 516 ground water storage tank and rehabilitate tanks | 1209002-007 | 65375 | 4400000 | 1670000 | 6070000 | 60 | 0 | 0 | 0 | 0.65375 | 60.6538 | 140430
312 | Parsippany Troy Hills Township | Morris | Repainting of 1 MG water storage tank | 1429001-004 | 50649 | 820000 | 101500 | 921500 | 60 | 0 | 0 | 0 | 0.50649 | 60.5065 | 150430
313 | Franklin Township | Somerset | Replacement of 2 elevated storage tanks | 1808001-004 | 50000 | 7500000 | 2530000 | 10030000 | 60 | 0 | 0 | 0 | 0.5 | 60.5 | 150430
314 | Sayreville Borough | Middlesex | Rehabilitate existing 3 MG tank | 1219001-003 | 40377 | 2500000 | 880000 | 3380000 | 60 | 0 | 0 | 0 | 0.40377 | 60.4038 | 150430
315 | Sayreville Borough | Middlesex | Rehabilitate the pump station facility and surface intake on the South River located in Sayreville | 1219001-002 | 40377 | 300000 | 135000 | 435000 | 60 | 0 | 0 | 0 | 0.40377 | 60.4038 | 150430
316 | Montclair Township | Essex | Rehabilitate 2.5 MG & 1.5 MG storage tanks with piping | 0713001-004 | 38977 | 500000 | 225000 | 725000 | 60 | 0 | 0 | 0 | 0.38977 | 60.3898 | 150430
317 | Mahwah Township | Bergen | Rehabilitation of Campgaw elevated storage tank | 0233001-010 | 24062 | 380000 | 108580 | 488580 | 60 | 0 | 0 | 0 | 0.24062 | 60.2406 | 150430
318 | Montville Township | Morris | Storage tank rehabilitation, which includes increasing the capacity of 0.25 MG tank to 0.33 MG | 1421003-003 | 21000 | 300000 | 135000 | 435000 | 60 | 0 | 0 | 0 | 0.21 | 60.21 | 150430
319 | Point Pleasant Borough | Ocean | Replacement of the Clifton Ave storage tank | 1524001-001 | 19306 | 1200000 | 206000 | 1406000 | 60 | 0 | 0 | 0 | 0.19306 | 60.1931 | 150430
320 | West Caldwell Township | Essex | Rehabilitation of McKinley Ave storage tank | 0721001-001 | 18296 | 648000 | 52000 | 700000 | 60 | 0 | 0 | 0 | 0.18296 | 60.183 | 150430
321 | Sparta Township Water Utility | Sussex | Installation of a 600 KW wind turbine generator at Germany Flats Water Utility | 1918004-001 | 15726 | 1281800 | 102544 | 1384344 | 45 | 0 | 15 | 0 | 0.15726 | 60.1573 | 150430
322 | Verona Township | Essex | Rehabilitation of the 2 MG Fairview Avenue storage tank | 0720001-005 | 13641 | 700500 | 301215 | 1001715 | 60 | 0 | 0 | 0 | 0.13641 | 60.1364 | 150430
323 | Verona Township | Essex | Acquisition of the ECUA Jail Annex tank plus rehab and upgrading of the tank | 0720001-004 | 13641 | 500000 | 225000 | 725000 | 60 | 0 | 0 | 0 | 0.13641 | 60.1364 | 150430
324 | Pompton Lakes MUA | Passaic | Replacement of water storage tanks with a 1.0 MG tank | 1609001-005 | 11435 | 900000 | 400000 | 1300000 | 60 | 0 | 0 | 0 | 0.11435 | 60.1144 | 150430
325 | Pompton Lakes MUA | Passaic | Rehabilitation of the exterior of the existing 1.0 MG tank | 1609001-002 | 11435 | 170000 | 75500 | 245500 | 60 | 0 | 0 | 0 | 0.11435 | 60.1144 | 150430
326 | Pemberton Township | Burlington | Drillling of test well #14 to replace well #4. Sealing of well #4. | 0329004-005 | 10900 | 265000 | 110450 | 375450 | 15 | 0 | 15 | 30 | 0.109 | 60.109 | 140430
327 | Florham Park Boro | Morris | Rehabilitation of a 1.0 MG storage tank | 1411001-003 | 8857 | 610000 | 274500 | 884500 | 60 | 0 | 0 | 0 | 0.08857 | 60.0886 | 150430
328 | North Caldwell Borough | Essex | Rehabilitate a 1.29 MG steel water tank. Remove and replace 800 feet of existing chain link fence and 16 foot wide gate that encloses the tank | 0715001-001 | 6000 | 470000 | 211500 | 681500 | 60 | 0 | 0 | 0 | 0.06 | 60.06 | 150430
329 | Brielle Borough | Monmouth | Replacement of a storage tank on Union Lane | 1308001-001 | 4774 | 2500000 | 860320 | 3360320 | 60 | 0 | 0 | 0 | 0.04774 | 60.0477 | 140430
330 | Flemington Boro | Hunterdon | Installation of wells #1B and 1C | 1009001-008 | 4250 | 125000 | 34250 | 159250 | 15 | 0 | 15 | 30 | 0.044 | 60.044 | 150430
331 | Stanhope Borough | Sussex | Rehabilitation of the 50,000 gallon Elevated storage tank | 1919001-002 | 3600 | 230000 | 65400 | 295400 | 60 | 0 | 0 | 0 | 0.036 | 60.036 | 140430
332 | Fayson Lake Water Co | Morris | Replace existing 0.1 MG Stony Brook storage tank with a 0.25 MG tank | 1415001-003 | 3087 | 630000 | 283500 | 913500 | 60 | 0 | 0 | 0 | 0.03087 | 60.0309 | 150430
333 | Central Regional Board of Ed. Bayville | Ocean | Construction of new interconnection with existing municipal water system | 1505355-002 | 2500 | 1000000 | 450000 | 1450000 | 30 | 0 | 0 | 30 | 0.025 | 60.025 | 150430
334 | Essex Fells Borough | Essex | Rehabilitate 1 MG water storage tank | 0706001-001 | 2200 | 360000 | 130000 | 490000 | 60 | 0 | 0 | 0 | 0.022 | 60.022 | 150430
335 | Glen Gardner Borough | Hunterdon | Rehabilitate storage tank | 1012001-001 | 1902 | 350000 | 213000 | 563000 | 60 | 0 | 0 | 0 | 0.01902 | 60.019 | 150430
336 | Milford Borough | Hunterdon | Replacement of existing standpipe on Mt. Pleasant Rd | 1020001-004 | 1347 | 180000 | 68400 | 248400 | 60 | 0 | 0 | 0 | 0.01347 | 60.0135 | 140430
337 | Stillwater Twp District #1 | Sussex | Painting interior of water tank | 1920001-002 | 1200 | 40000 | 18000 | 58000 | 60 | 0 | 0 | 0 | 0.012 | 60.012 | 150430
338 | Haledon Borough/Manchester UA | Passaic | Reactivation of the Tilt St Spring including upgrades to the cistern and the treatment, pumps, storage and building | 1603301-001 | 1000 | 68750 | 30938 | 99688 | 15 | 0 | 15 | 30 | 0.01 | 60.01 | 150430
339 | Collier Services | Monmouth | Replace existing 24,000 gallon elevated storage tank to prevent freezing and leakage | 1328300-001 | 350 | 350000 | 157500 | 507500 | 60 | 0 | 0 | 0 | 0.0035 | 60.0035 | 150430
340 | Rosemont Water Company | Hunterdon | Replace existing underground hydro-pneumatic tank with ground level storage tank | 1007002-003 | 225 | 38860 | 17487 | 56347 | 60 | 0 | 0 | 0 | 0.00225 | 60.0022 | 150430
341 | Plausha Park Water Co | Morris | Rehabilitation of concrete storage facility including security measures and instrumentation | 1421004-003 | 200 | 135000 | 22500 | 174000 | 60 | 0 | 0 | 0 | 0.002 | 60.002 | 150430
342 | Independence MUA | Warren | Improvements to Autumn Lane pump station | 2112001-001 | 93 | 200000 | 49160 | 249160 | 60 | 0 | 0 | 0 | 0.00093 | 60.0009 | 140430
343 | North Jersey District WS | Passaic | Acquisition and integration of the Kearny/Bayonne Transmission main | 1613001-007 | 859318 | 30000000 | 8530000 | 38530000 | 1 | 0 | 20 | 30 | 8.5932 | 59.5932 | 150430
344 | North Jersey District WS | Passaic | Modify and expand central receiving building-design/build | 1613001-030 | 859318 | 605000 | 272250 | 877250 | 1 | 0 | 20 | 30 | 8.5932 | 59.5932 | 140430
345 | NJ American Water Co.-Ocean City | Cape May | Replacement of Water Meters | 0508001-007 | 28071 | 1000563 | 450180 | 1450743 | 25 | 0 | 0 | 30 | 0.28071 | 55.2807 | 150430
346 | NJ American Water Co.-Tri County | Burlington | Installation of a booster station including associated apputenances at Barrington | 0327001-008 | 253045 | 500000 | 225000 | 725000 | 50 | 0 | 0 | 0 | 2.5305 | 52.5305 | 150430
347 | Brick Township MUA | Ocean | Installation of a replacement well as an ASR well | 1506001-005 | 134108 | 3000000 | 869540 | 3869540 | 15 | 0 | 20 | 15 | 1.3411 | 51.3411 | 150430
348 | NJ American Water Co.-Atlantic | Atlantic | Smithvillve ASR Well | 0119002-006 | 88088 | 900000 | 266108 | 1166108 | 15 | 0 | 20 | 15 | 0.88088 | 50.8809 | 150430
349 | Stafford Township | Ocean | Redevelopment of wells # 2 and 5 | 1530004-015 | 26818 | 90000 | 42200 | 132200 | 15 | 0 | 20 | 15 | 0.26818 | 50.2682 | 150430
350 | Mahwah Township | Bergen | Installation of a new Nilson Ave. Booser Pump Station | 0233001-011 | 24062 | 1400000 | 477752 | 1877752 | 50 | 0 | 0 | 0 | 0.24062 | 50.2406 | 150430
351 | Verona Township | Essex | Construction of a new Fairview Ave tank | 0720001-003 | 13641 | 2000000 | 770000 | 2770000 | 50 | 0 | 0 | 0 | 0.13641 | 50.1364 | 150430
352 | Bordentown City | Burlington | Construct a 1.25 MG storage tank | 0303001-005 | 13250 | 2600000 | 676000 | 3276000 | 50 | 0 | 0 | 0 | 0.1325 | 50.1325 | 150430
353 | East Hanover Township | Morris | Construction of a new water storage tank | 1410001-005 | 10000 | 2500000 | 930000 | 3430000 | 50 | 0 | 0 | 0 | 0.1 | 50.1 | 150430
354 | Harding Woods MHC | Salem | Installation of new water meters in Harding Woods Mobile Home Park | 1710001-002 | 1103 | 210000 | 94500 | 304500 | 35 | 0 | 0 | 15 | 0.01103 | 50.011 | 150430
355 | Lake Glenwood Village | Sussex | Installation of a new 8,000 gal. underground concrete water storage tank | 1922010-003 | 250 | 50000 | 22500 | 72500 | 50 | 0 | 0 | 0 | 0.0025 | 50.0025 | 150430
356 | North Shore Water Association | Sussex | Installation of storage tank | 1904004-003 | 105 | 300000 | 60000 | 360000 | 50 | 0 | 0 | 0 | 0.00105 | 50.001 | 150430
357 | Colby Water Company | Sussex | Installation of a new storage tank | 1904007-002 | 75 | 150000 | 67500 | 217500 | 50 | 0 | 0 | 0 | 0.00075 | 50.0007 | 150430
358 | East Orange Water Commission | Essex | Replacement of electrical cable for wellfield which includes Well Nos. 3, 4 & 5 | 0705001-005 | 119650 | 950000 | 427500 | 1377500 | 15 | 0 | 0 | 30 | 1.1965 | 46.1965 | 150430
359 | East Orange Water Commission | Essex | Rehab of Braidburn wells #1 & #2; Canoe Brook wells #2, #3 & #4 | 0705001-004 | 119650 | 1196000 | 512720 | 1708720 | 15 | 0 | 0 | 30 | 1.1965 | 46.1965 | 150430
360 | Hammonton Town | Atlantic | Installation of SCADA at water facilities | 0113001-010 | 11287 | 150000 | 63500 | 213500 | 1 | 0 | 15 | 30 | 0.11287 | 46.1129 | 140430
361 | Pemberton Township | Burlington | Installation of SCADA at wells and storage facilities | 0329004-008 | 10900 | 250000 | 104500 | 354500 | 1 | 0 | 15 | 30 | 0.109 | 46.109 | 140430
362 | Washington Township MUA | Gloucester | Installation of solar system for wells # 18, 19 & 20 | 0818004-008 | 47115 | 638000 | 287100 | 925100 | 45 | 0 | 0 | 0 | 0.47115 | 45.4712 | 150430
363 | Jackson Township MUA | Ocean | Installation of a water main and booster station to interconnect the Legler system | 1511001-008 | 32500 | 2766500 | 1015280 | 3781780 | 30 | 0 | 15 | 0 | 0.325 | 45.325 | 150430
364 | Garfield City | Bergen | Rehabilitation of Well 1A | 0221001-003 | 29780 | 400000 | 180000 | 580000 | 15 | 0 | 0 | 30 | 0.2978 | 45.2978 | 150430
365 | NJ American Water Co.-Ocean City | Cape May | Third Street Well Replacement | 0508001-003 | 28071 | 2000000 | 770000 | 2770000 | 15 | 0 | 0 | 30 | 0.28071 | 45.2807 | 150430
366 | East Windsor MUA | Mercer | Installation of solar panels at 2 facilities | 1101002-004 | 27200 | 1522500 | 617200 | 2139700 | 45 | 0 | 0 | 0 | 0.272 | 45.272 | 150430
367 | Burlington Township | Burlington | Purchase of water meters to replace existing meters-Phases 2 to 4 | 0306001-003 | 22000 | 250000 | 20000 | 270000 | 25 | 0 | 20 | 0 | 0.22 | 45.22 | 150430
368 | Pompton Lakes MUA | Passaic | Installation of emergency generator at wells | 1609001-004 | 11435 | 175000 | 78750 | 253750 | 45 | 0 | 0 | 0 | 0.11435 | 45.1144 | 150430
369 | West Milford MUA-Olde Milford System | Passaic | Replace Generator | 1615016-002 | 1625 | 39000 | 17550 | 56550 | 45 | 0 | 0 | 0 | 0.01625 | 45.0162 | 150430
370 | Hampton Borough | Hunterdon | Construction of back up well #5 | 1013001-001 | 1525 | 300000 | 155000 | 455000 | 15 | 0 | 0 | 30 | 0.01525 | 45.0153 | 140430
371 | Forest Lakes Water Company | Sussex | Installation of two generators | 1904003-001 | 1500 | 110000 | 49500 | 159500 | 45 | 0 | 0 | 0 | 0.015 | 45.015 | 150430
372 | West Milford MUA-Bald Eagle System | Passaic | Replace Generator | 1615018-002 | 1260 | 30000 | 13500 | 43500 | 45 | 0 | 0 | 0 | 0.0126 | 45.0126 | 150430
373 | West Milford MUA-Crescent Park System | Passaic | Replace Generator | 1615014-001 | 700 | 39000 | 17550 | 56550 | 45 | 0 | 0 | 0 | 0.007 | 45.007 | 150430
374 | West Milford MUA-Awosting System | Passaic | Replace Generator | 1615012-002 | 635 | 39000 | 17550 | 56550 | 45 | 0 | 0 | 0 | 0.00635 | 45.0063 | 150430
375 | West Milford MUA-Greenbrook Estates System | Passaic | Replace Generator | 1615002-002 | 600 | 46000 | 22600 | 68600 | 45 | 0 | 0 | 0 | 0.006 | 45.006 | 150430
376 | Newfield Borough | Gloucester | Replacement of metering station at Vineland interconnection | 0813001-002 | 2065 | 30000 | 14900 | 44900 | 30 | 0 | 0 | 15 | 0.004 | 45.004 | 140430
377 | West Milford MUA-Birch Hill System | Passaic | Replace Generator | 1615001-002 | 180 | 12500 | 5625 | 18125 | 45 | 0 | 0 | 0 | 0.0018 | 45.0018 | 150430
378 | West Milford MUA-Parkway System | Passaic | Replace Generator | 1615006-002 | 115 | 12500 | 5625 | 18125 | 45 | 0 | 0 | 0 | 0.00115 | 45.0012 | 150430
379 | NJ American Water Co.-Coastal North System | Monmouth | Monterey Iron Removal | 1345001-007 | 289553 | 5000000 | 1730000 | 6730000 | 40 | 0 | 0 | 0 | 2.8955 | 42.8955 | 150430
380 | Middlesex Water Company | Middlesex | Installation of nanofiltration for hardness removal (No. Tingley Lane) | 1225001-003 | 272785 | 1500000 | 610000 | 2110000 | 40 | 0 | 0 | 0 | 2.7279 | 42.7278 | 150430
381 | Middlesex Water Company | Middlesex | Installation of nanofiltration for hardness removal (So. Tingley Lane) | 1225001-004 | 272785 | 2000000 | 770000 | 2770000 | 40 | 0 | 0 | 0 | 2.7279 | 42.7278 | 150430
382 | NJ American Water Co.-Elizabethtown | Union | Installation of New Water Meters | 2004002-009 | 609325 | 161448 | 72652 | 234100 | 35 | 0 | 0 | 0 | 6.0933 | 41.0932 | 150430
383 | Belleville Township | Essex | Replacement of water meters | 0701001-005 | 35928 | 3000000 | 1090000 | 4090000 | 25 | 0 | 0 | 15 | 0.35928 | 40.3593 | 150430
384 | Barnegat Township | Ocean | Replacement of water meters & Back flow preventers | 1533001-002 | 15300 | 450000 | 202500 | 652500 | 25 | 0 | 0 | 15 | 0.153 | 40.153 | 150430
385 | East Hanover Township | Morris | Renovation of treatment plant - addition of ion exchange for well #1 & #2 | 1410001-001 | 10000 | 900000 | 405000 | 1305000 | 40 | 0 | 0 | 0 | 0.1 | 40.1 | 150430
386 | Florham Park Boro | Morris | Construction of Water Treatment Facility for removal of manganese | 1411001-001 | 8857 | 5198709 | 1793587 | 6992296 | 40 | 0 | 0 | 0 | 0.08857 | 40.0886 | 150430
387 | NJ American Water Co.-Coastal North System | Monmouth | Installation of New Water Meters | 1345001-014 | 289553 | 96139 | 43258 | 139397 | 35 | 0 | 0 | 0 | 2.8955 | 37.8955 | 150430
388 | NJ American Water Co.-Tri County | Burlington | Installation of New Water Meters | 0327001-012 | 253045 | 116624 | 52481 | 169105 | 35 | 0 | 0 | 0 | 2.5305 | 37.5305 | 150430
389 | NJ American Water Co.-Short Hills | Essex | Installation of New Water Meters | 0712001-014 | 217230 | 171818 | 77318 | 249136 | 35 | 0 | 0 | 0 | 2.1723 | 37.1723 | 150430
390 | Bellmawr Borough | Camden | Replacement of water mains will be needed to serve a redevelopment area. | 0404001-003 | 11583 | 6100000 | 2082000 | 8182000 | 1 | 0 | 5 | 30 | 0.11583 | 36.1158 | 150430
391 | Bellmawr Borough | Camden | A new 0.3 MG storage tank is needed to serve a Brownfield redevelopment area. | 0404001-004 | 11583 | 380000 | 171000 | 551000 | 1 | 0 | 5 | 30 | 0.11583 | 36.1158 | 150430
392 | NJ American Water Co-Mt Holly | Burlington | Installation of New Water Meters | 0323001-003 | 42035 | 7092 | 3191 | 10283 | 35 | 0 | 0 | 0 | 0.42035 | 35.4203 | 150430
393 | Burlington Township | Burlington | Rehabilitate well #4 | 0306001-002 | 22000 | 75000 | 6000 | 81000 | 15 | 0 | 20 | 0 | 0.22 | 35.22 | 150430
394 | NJ American Water Co.-Little Falls | Passaic | Installation of New Water Meters | 1605001-003 | 11247 | 92036 | 41416 | 133452 | 35 | 0 | 0 | 0 | 0.11247 | 35.1125 | 150430
395 | Collier Services | Monmouth | Install new meters and water conservation devices at Collier Services Bldgs | 1328300-005 | 350 | 3000 | 1350 | 4350 | 35 | 0 | 0 | 0 | 0.0035 | 35.0035 | 150430
396 | NJ American Water Co.-Short Hills | Essex | Interconnection of Twin Lake and Short Hill Systems | 0712001-004 | 217230 | 600000 | 270000 | 870000 | 30 | 0 | 0 | 0 | 2.1723 | 32.1723 | 150430
397 | Garfield City | Bergen | Upgrade to SCADA | 0221001-007 | 29780 | 50000 | 22500 | 72500 | 1 | 0 | 0 | 30 | 0.2978 | 31.2978 | 150430
398 | Lower Township MUA | Cape May | Extension of water mains to service homes that are on private wells | 0505002-001 | 9700 | 5000000 | 1730000 | 6730000 | 1 | 0 | 0 | 30 | 0.097 | 31.097 | 150430
399 | Lower Township MUA | Cape May | Installation of well #10 | 0505002-002 | 9700 | 1500000 | 610000 | 2110000 | 1 | 0 | 0 | 30 | 0.097 | 31.097 | 150430
400 | NJ American Water Co.-Elizabethtown | Union | Replacement of Water Meters | 2004002-010 | 609325 | 1847297 | 721135 | 2568432 | 25 | 0 | 0 | 0 | 6.0933 | 31.0933 | 150430
401 | Franklin Township | Somerset | Construction of an interconnection w/ New Brunswick City including 1450 Lf of water main and a booster pump station | 1808001-007 | 50000 | 600000 | 142000 | 742000 | 30 | 0 | 0 | 0 | 0.5 | 30.5 | 150430
402 | Jackson Township MUA | Ocean | Construction of back up well for Manhattan Water Treatment Plant | 1511001-006 | 32500 | 489080 | 220086 | 709166 | 15 | 0 | 15 | 0 | 0.325 | 30.325 | 150430
403 | Berlin Borough | Camden | Redrilling of well, approximately 450 feet deep | 0405001-007 | 13121 | 600000 | 270000 | 870000 | 15 | 0 | 15 | 0 | 0.13121 | 30.1312 | 150430
404 | Freehold Borough | Monmouth | Replace and construct two well houses that protect well pumps | 1315001-001 | 11029 | 125000 | 56250 | 181250 | 15 | 0 | 0 | 15 | 0.11029 | 30.1103 | 150430
405 | Hightstown Borough | Mercer | New Well #3 - Upgrades to plant, well house and pump | 1104001-002 | 5516 | 500000 | 225000 | 725000 | 15 | 0 | 15 | 0 | 0.05516 | 30.0552 | 150430
406 | National Park Borough | Gloucester | Redevelopment/ Rehabilitation to Well 5 with a new well house | 0812001-002 | 3289 | 94100 | 40835 | 134935 | 15 | 0 | 0 | 15 | 0.03289 | 30.0329 | 150430
407 | Sparta Township Water Utility | Sussex | Installation of a water main interconnection (8 inch - 5,000 ft) between the Highlands water system and the Sunset Lakes water system to supplement water demands during summer | 1918003-001 | 1618 | 545700 | 43656 | 589356 | 30 | 0 | 0 | 0 | 0.01618 | 30.0162 | 150430
408 | Fountainhead Properties, Inc. | Ocean | Improvements/Replacement of well #1 | 1511013-004 | 280 | 138450 | 39078 | 177528 | 15 | 0 | 15 | 0 | 0.0028 | 30.0028 | 140430
409 | Fountainhead Properties, Inc. | Ocean | Rehabilitation of well #2 | 1511013-003 | 280 | 36050 | 15884 | 51934 | 15 | 0 | 15 | 0 | 0.0028 | 30.002 | 140430
410 | NJ American Water Co.-Coastal North System | Monmouth | Replacement of Water Meters | 1345001-015 | 289553 | 758658 | 341396 | 1100054 | 25 | 0 | 0 | 0 | 2.8955 | 27.8955 | 150430
411 | NJ American Water Co.-Tri County | Burlington | Replacement of Water Meters | 0327001-013 | 253045 | 6810000 | 2309200 | 9119200 | 25 | 0 | 0 | 0 | 2.5305 | 27.5304 | 150430
412 | NJ American Water Co.-Short Hills | Essex | Replacement of Water Meters | 0712001-015 | 217230 | 3459147 | 1236927 | 4696074 | 25 | 0 | 0 | 0 | 2.1723 | 27.1723 | 150430
413 | NJ American Water Co-Mercer | Mercer | Replacement of Water Meters | 1103002-001 | 120000 | 4414176 | 1542536 | 5956712 | 25 | 0 | 0 | 0 | 1.2 | 26.2 | 150430
414 | Ridgewood Village | Bergen | Replacement of 14,629 water meters with radio frequency meters | 0215001-024 | 61700 | 4235435 | 1485339 | 5720774 | 25 | 0 | 0 | 0 | 0.617 | 25.617 | 150430
415 | Franklin Township | Somerset | Replace water meters | 1808001-005 | 50000 | 3500000 | 1250000 | 4750000 | 25 | 0 | 0 | 0 | 0.5 | 25.5 | 150430
416 | NJ American Water Co-Mt Holly | Burlington | Replacement of Water Meters | 0323001-004 | 42035 | 1796443 | 703542 | 2499985 | 25 | 0 | 0 | 0 | 0.42035 | 25.4203 | 150430
417 | NJ American Water Co.-Little Falls | Passaic | Replacement of Water Meters | 1605001-004 | 11247 | 945530 | 425489 | 1371019 | 25 | 0 | 0 | 0 | 0.11247 | 25.1125 | 150430
418 | Mine Hill Township | Morris | Replace water meters | 1420001-004 | 3400 | 210000 | 94500 | 304500 | 25 | 0 | 0 | 0 | 0.034 | 25.034 | 150430
419 | Pine Beach Borough | Ocean | Replacement of meters townwide to electronic read meters | 1522001-001 | 2080 | 650000 | 220000 | 870000 | 25 | 0 | 0 | 0 | 0.0208 | 25.0208 | 140430
420 | Matawan Borough | Monmouth | Rehabilitate the Borough's two wells | 1329001-003 | 8810 | 232801 | 63571 | 296372 | 15 | 0 | 5 | 0 | 0.0881 | 20.0881 | 150430
421 | NJ American Water Co.-Coastal North System | Monmouth | Drill two additional wells to increase the capacity at Yellowbrook WTP | 1345001-011 | 289553 | 3200000 | 1464433 | 4664433 | 15 | 0 | 0 | 0 | 2.8955 | 17.8955 | 150430
422 | Jackson Township MUA | Ocean | Ancillary Improvements to the Old Manhattan Water Treatment Facility | 1511001-007 | 32500 | 1500000 | 610000 | 2110000 | 1 | 0 | 15 | 0 | 0.325 | 16.325 | 150430
423 | Barnegat Township | Ocean | Installation of 1,700 LF of 8 inch PVC water main extension on Memorial Drive and 680 LF of 12 inch PVC main on Hillside Avenue | 1533001-003 | 15300 | 208000 | 93600 | 301600 | 1 | 0 | 0 | 15 | 0.153 | 16.153 | 150430
424 | Montclair Township | Essex | Construction of a Water Treatment Plant and main for Nishuane well #4 | 0713001-008 | 38977 | 1600000 | 397700 | 1997700 | 15 | 0 | 0 | 0 | 0.38977 | 15.3898 | 140430
425 | Montclair Township | Essex | Redevelop Glenfield Wells | 0713001-006 | 38977 | 500000 | 225000 | 725000 | 15 | 0 | 0 | 0 | 0.38977 | 15.3898 | 150430
426 | Lacey Township | Ocean | Upgrade of WTP to make wells # 7 and 8 operational | 1512001-002 | 26240 | 2895200 | 56464 | 2951664 | 15 | 0 | 0 | 0 | 0.2624 | 15.2624 | 150430
427 | Lacey Township | Ocean | Construction of two test wells # 7 and 8 | 1512001-001 | 26240 | 1846000 | 382680 | 2228680 | 15 | 0 | 0 | 0 | 0.2624 | 15.2624 | 150430
428 | East Hanover Township | Morris | New Water Treatment Plant for Well 6 | 1410001-002 | 10000 | 2275000 | 858000 | 3133000 | 15 | 0 | 0 | 0 | 0.1 | 15.1 | 150430
429 | Hopatcong Borough | Sussex | Construction of a new surface water treatment plant for reactivated Elbo Pt well | 1912001-010 | 7900 | 1800000 | 706000 | 2506000 | 15 | 0 | 0 | 0 | 0.079 | 15.079 | 150430
430 | Hopatcong Borough | Sussex | Install new well and construct associated treatment facilities, SCADA system, generator & mains | 1912001-008 | 7900 | 666000 | 299700 | 965700 | 15 | 0 | 0 | 0 | 0.079 | 15.079 | 150430
431 | East Greenwich Township | Gloucester | Construction of a well house for well#4 w/ associated piping | 0803001-003 | 4500 | 3000000 | 470000 | 3470000 | 15 | 0 | 0 | 0 | 0.045 | 15.045 | 150430
432 | East Greenwich Township | Gloucester | Construct new well #3 | 0803001-001 | 4500 | 575000 | 258750 | 833750 | 15 | 0 | 0 | 0 | 0.045 | 15.045 | 150430
433 | Pine Beach Borough | Ocean | Replacement of well #1 | 1522001-002 | 2080 | 325000 | 110000 | 435000 | 15 | 0 | 0 | 0 | 0.0208 | 15.0208 | 140430
434 | West Milford MUA-Olde Milford System | Passaic | rehabilitation of well | 1615016-003 | 1625 | 132000 | 59400 | 191400 | 15 | 0 | 0 | 0 | 0.01625 | 15.0162 | 150430
435 | Farmingdale Borough | Monmouth | Redevelop well #3; upgrade control system for well #3 & 4, misc improvements to the WTP | 1314001-001 | 1500 | 446000 | 89200 | 535200 | 15 | 0 | 0 | 0 | 0.015 | 15.015 | 150430
436 | West Milford MUA-Bald Eagle System | Passaic | rehabilitation of well | 1615018-003 | 1260 | 66000 | 29700 | 95700 | 15 | 0 | 0 | 0 | 0.0126 | 15.0126 | 150430
437 | NJ American Water Co.-Bridgeport | Gloucester | Beckett Well Replacement | 0809001-001 | 1085 | 450000 | 133054 | 583054 | 15 | 0 | 0 | 0 | 0.01085 | 15.0108 | 150430
438 | West Milford MUA-Awosting System | Passaic | rehabilitation of well | 1615012-003 | 635 | 90000 | 40500 | 130500 | 15 | 0 | 0 | 0 | 0.00635 | 15.0063 | 150430
439 | West Milford MUA-Birch Hill System | Passaic | rehabilitation of well | 1615001-003 | 180 | 60000 | 27000 | 87000 | 15 | 0 | 0 | 0 | 0.0018 | 15.0018 | 150430
440 | West Milford MUA-Parkway System | Passaic | rehabilitation of well | 1615006-003 | 115 | 66000 | 29700 | 95700 | 15 | 0 | 0 | 0 | 0.00115 | 15.0012 | 150430
441 | Colby Water Company | Sussex | Installation of back up well | 1904007-001 | 75 | 100000 | 45000 | 145000 | 15 | 0 | 0 | 0 | 0.00075 | 15.0008 | 150430
442 | Somerset County Improvement Authority/NJAWCo | Esex | Installation of water mains at redevelopment project | 0712001-013 | 217230 | 1000000 | 452000 | 1452000 | 1 | 0 | 0 | 0 | 2.1723 | 3.1723 | 150430
443 | Sayreville Borough | Middlesex | Construct new transmission mains in the northeast section of the Borough | 1219001-005 | 40377 | 1000000 | 430000 | 1430000 | 1 | 0 | 0 | 0 | 0.40377 | 1.4038 | 150430
444 | Mount Laurel Township MUA | Burlington | Construct a new 4 MGD surface water treatment plant | 0324001-002 | 40221 | 32300000 | 9128000 | 41428000 | 1 | 0 | 0 | 0 | 0.40221 | 1.4022 | 150430
445 | Mahwah Township | Bergen | Construction of two new wells | 0233001-009 | 24062 | 600000 | 270000 | 870000 | 1 | 0 | 0 | 0 | 0.24062 | 1.2406 | 150430
446 | Montville Township | Morris | Installation of 2,300 LF of 8 inch water main and appurtances on Hillcrest and Upper Mountain Avenues | 1421003-001 | 21000 | 325000 | 146250 | 471250 | 1 | 0 | 0 | 0 | 0.21 | 1.21 | 150430
447 | United Water /Franklin Lakes Twp | Bergen | Construction of about 3,600 LF of 8 inch water main in the vicinity of Birch Road which currently has private wells | 0220001-001 | 5150 | 650000 | 292500 | 942500 | 1 | 0 | 0 | 0 | 0.0515 | 1.0515 | 150430
448 | Woodland Park Borough | Passaic | Extension of water mains to service homes that are on private wells | 1616001-001 | 5030 | 1730000 | 683600 | 2413600 | 1 | 0 | 0 | 0 | 0.0503 | 1.0503 | 150430
449 | West Milford MUA-Parkway System | Passaic | rehabilitation of well | 1615006-003 | 115 | 66000 | 29700 | 95700 | 15 | 0 | 0 | 0 | 0.00115 | 15.0012 | 150430
450 | Colby Water Company | Sussex | Installation of back up well | 1904007-001 | 75 | 100000 | 45000 | 145000 | 15 | 0 | 0 | 0 | 0.00075 | 15.0008 | 150430
451 | Somerset County Improvement Authority/NJAWCo | Esex | Installation of water mains at redevelopment project | 0712001-013 | 217230 | 1000000 | 452000 | 1452000 | 1 | 0 | 0 | 0 | 2.1723 | 3.1723 | 150430
452 | Sayreville Borough | Middlesex | Construct new transmission mains in the northeast section of the Borough | 1219001-005 | 40377 | 1000000 | 430000 | 1430000 | 1 | 0 | 0 | 0 | 0.40377 | 1.4038 | 150430
453 | Mount Laurel Township MUA | Burlington | Construct a new 4 MGD surface water treatment plant | 0324001-002 | 40221 | 32300000 | 9128000 | 41428000 | 1 | 0 | 0 | 0 | 0.40221 | 1.4022 | 150430
454 | Mahwah Township | Bergen | Construction of two new wells | 0233001-009 | 24062 | 600000 | 270000 | 870000 | 1 | 0 | 0 | 0 | 0.24062 | 1.2406 | 150430
455 | Montville Township | Morris | Installation of 2,300 LF of 8 inch water main and appurtances on Hillcrest and Upper Mountain Avenues | 1421003-001 | 21000 | 325000 | 146250 | 471250 | 1 | 0 | 0 | 0 | 0.21 | 1.21 | 150430
456 | United Water /Franklin Lakes Twp | Bergen | Construction of about 3,600 LF of 8 inch water main in the vicinity of Birch Road which currently has private wells | 0220001-001 | 5150 | 650000 | 292500 | 942500 | 1 | 0 | 0 | 0 | 0.0515 | 1.0515 | 150430
457 | Woodland Park Borough | Passaic | Extension of water mains to service homes that are on private wells | 1616001-001 | 5030 | 1730000 | 683600 | 2413600 | 1 | 0 | 0 | 0 | 0.0503 | 1.0503 | 150430
|  |  | 457 Projects |  |  |  |  | 1361140711
BOLDFACE: Project is included in the Smart Growth Package
Note on G143: Josephine Craver: Should add to $502,000

## 2014_C.7 (Jun-13) SFY2014List
Proposed Master FFY2013/SFY2014 Project Priority List
Ranking Categories
RANK | SYSTEM NAME | COUNTY | PROJECT DESCRIPTION | PROJECT NUMBER | POPULATION SERVED | BUILDING COST | SUPPORT COST | TOTAL PROJECT COST | A | B | C | D | E | TOTAL POINTS | EST. STATE. CERT. DATE (yymmdd)
Supplemental Projects:
* | Boonton Town | Morris | Replacement of 1.0 MG storage tank with a new 1.0 MG steel tank on Green St & associated modifications | 1401001-001-1 | 247000 | 295200 | 266816 | 562016 | 60 | 0 | 0 | 0 | 0.095 | 60.095 | 140430
* | Ocean Gate Borough | Ocean | Installation and hook up of a wind turbine electrical generator for powering the Water System | 1521001-001-1 | 3470 | 79000 | 0 | 79000 | 45 | 0 | 0 | 30 | 0.0347 | 75.0347 | 140430
| 2 Projects |  | Subtotal |  |  | 374200 | 266816 | 641016
Legacy Project:
243 | Merchantville-Pennsauken | Camden | Rehabilitation of 3.0 MG Park Ave Storage Tank | 0424001-007 | 48997 | 2450000 | 100000 | 2550000 | 60 | 0 | 0 | 15 | 0.48997 | 75.49 | 140430**
| 1 Project |  | Subtotal |  |  | 2450000 | 100000 | 2550000
Traditional:
7 | North Shore Water Association | Sussex | Drilling of test well(s) | 1904004-004 | 105 | 75000 | 71000 | 146000 | 300 | 0 | 0 | 0 | 0.00105 | 300.0011 | 140430
9 | Hammonton Town | Atlantic | Installation of radium removal treatment at well #4 | 0113001-006 | 11287 | 1650000 | 520000 | 2170000 | 250 | 0 | 15 | 30 | 0.11287 | 295.1129 | 140430
16 | Newfield Borough | Gloucester | Installation of radium treatment for well # 5 with piping for chlorine contact time & emergency generator | 0813001-001 | 2065 | 720000 | 282600 | 1002600 | 250 | 0 | 0 | 15 | 0.004 | 265.004 | 140430
17 | Sea Village Marina | Atlantic | Installation of 4,500 LF of water main to connect with NJAWCo to resolve a contaminated source issue in accordance with ACO | 0108021-002 | 160 | 725000 | 364250 | 1089250 | 250 | 0 | 0 | 15 | 0.0016 | 265.0016 | 140430
18 | NJ American Water Company-Penns Grove | Salem | Construct a centralized water treatment plant at Ranney Station with a raw water main to transfer water from Layton Station (design build project) | 1707001-005 | 14400 | 11535000 | 2702000 | 14237000 | 100 | 75 | 0 | 80 | 0.144 | 255.144 | 140430
19 | Newark City | Essex | Backwash, chlorination system & sludge lagoon upgrades at Pequannock WTP | 0714001-016 | 280000 | 6658000 | 2260600 | 8918600 | 100 | 50 | 20 | 80 | 2.8 | 252.8 | 140430
22 | Newark City | Essex | Cleaning & lining of 61,000 LF of 6, 8 & 12-inch water mains | 0714001-015 | 280000 | 8000000 | 2690000 | 10690000 | 75 | 50 | 20 | 80 | 2.8 | 227.8 | 140430
23 | Newark City | Essex | Upgrade transmission mains to gravity feed 260A Zone to 360 Zone | 0714001-017 | 280000 | 971100 | 437000 | 1408100 | 75 | 50 | 20 | 80 | 2.8 | 227.8 | 140430
27 | Willingboro MUA | Burlington | Replacement of electrical, distribution equipment and generator at well # 6 WTP | 0338001-005 | 40000 | 522000 | 236800 | 758800 | 100 | 75 | 20 | 15 | 0.4 | 210.4 | 140430
45 | Milford Borough | Hunterdon | Installation of a booster pump station on Mt Pleasant Rd | 1020001-003 | 1347 | 300000 | 114000 | 414000 | 175 | 0 | 0 | 0 | 0.01347 | 175.0135 | 140430
46 | Wildwood City | Cape May | Replacement & looping of water mains in Wildwood Crest | 0514001-002 | 59465 | 2057000 | 473110 | 2530110 | 75 | 0 | 15 | 80 | 0.59465 | 170.5947 | 140430
47 | Willingboro MUA | Burlington | Painting two 1 MG storage tanks-JFK Way and Ember Lane | 0338001-006 | 40000 | 590000 | 107200 | 697200 | 60 | 75 | 20 | 15 | 0.4 | 170.4 | 140430
49 | Mountain Shores POA | Morris | Replacement of 2,500 LF of water main and installation of 900 LF of water main to connect to Jefferson Twp water system | 1414009-001 | 80 | 680000 | 141200 | 821200 | 170 | 0 | 0 | 0 | 0.0008 | 170.0008 | 140430
55 | Camden City | Camden | Rehabiliation and painting of a 5 MG standpipe (North Camden Tank) and two 2 MG elevated tanks (Kaighn Avenue and Whitman Park Tank) | 0408001-018 | 53000 | 4000000 | 1332222 | 5332222 | 60 | 0 | 20 | 80 | 0.53 | 160.53 | 140430
66 | Willingboro MUA | Burlington | Installation of emergency generators at 3 wells | 0338001-004 | 40000 | 570000 | 175600 | 745600 | 45 | 75 | 20 | 15 | 0.4 | 155.4 | 140430
67 | Long Beach Township (Brant Beach) | Ocean | Replacment of water mains | 1517001-014 | 35550 | 2300675 | 820201 | 3120876 | 75 | 50 | 0 | 30 | 0.3555 | 155.3555 | 140430
74 | Vineland City | Cumberland | Replacement of radionuclide treatment at well #12 | 0614003-011 | 33000 | 2295918 | 704082 | 3000000 | 100 | 0 | 15 | 30 | 0.33 | 145.33 | 140430
80 | Manchester Utilities Authority | Passaic | Rehabilitate High Service reservoir including security improvements | 1603001-012 | 12275 | 290000 | 130500 | 420500 | 60 | 50 | 15 | 15 | 0.12275 | 140.1227 | 140430
81 | Manchester Utilities Authority | Passaic | Rehabilitate Central Avenue Storage Tank | 1603001-006 | 12275 | 900000 | 405000 | 1305000 | 60 | 50 | 15 | 15 | 0.12275 | 140.1227 | 140430
84 | Willingboro MUA | Burlington | Replacement of 1,250 water meters | 0338001-007 | 40000 | 625000 | 67500 | 692500 | 25 | 75 | 20 | 15 | 0.4 | 135.4 | 140430
91 | Bellmawr Borough | Camden | Replace back wash tanks and emergency generators at Warren Ave and Leaf Ave WTP's | 0404001-005 | 11583 | 464530 | 108162 | 572692 | 100 | 0 | 0 | 30 | 0.11583 | 130.1158 | 140430
97 | Jersey City/Jersey City MUA | Hudson | Installation of 8,600 LF of 24" & 30" transmission main for looping | 0906001-006 | 247000 | 13500000 | 2830000 | 16330000 | 75 | 0 | 20 | 30 | 2.47 | 127.47 | 140430
130 | Hammonton Town | Atlantic | Replacement of water mains on Packard, Grape & 2nd Sts. | 0113001-009 | 11287 | 731000 | 290230 | 1021230 | 75 | 0 | 15 | 30 | 0.11287 | 120.1129 | 140430
131 | Hammonton Town | Atlantic | Replacement of water mains on Pratt St | 0113001-008 | 11287 | 403000 | 164990 | 567990 | 75 | 0 | 15 | 30 | 0.11287 | 120.1129 | 140430
132 | Pemberton Township | Burlington | Replacement of 4,900 LF of water mains on Ivy, Crescent, No Shore, Peony, Verbena, Sunset & Golf Club Sts | 0329004-006 | 10900 | 400000 | 164000 | 564000 | 75 | 0 | 15 | 30 | 0.109 | 120.109 | 140430
137 | Berkeley Township MUA | Ocean | Installation off new well #4 with 1,000 LF of main to connect to the WTP | 1505004-007 | 8130 | 850000 | 252500 | 1102500 | 15 | 0 | 20 | 80 | 0.0813 | 115.0813 | 140430
140 | Fountainhead Properties, Inc. | Ocean | Improvement to WTP including chemical feel, building, hydropneumatic tank, controls & auxiliary power | 1511013-001 | 280 | 215500 | 65240 | 280740 | 100 | 0 | 15 | 0 | 0.0028 | 115.0028 | 140430
141 | Trenton City | Mercer | Cleaning and lining of approx 128,000 LF of 4-12 inch water mains, replace 5,500 LF of 4 inch main with 4,000 LF of looping | 1111001-008 | 255000 | 18714750 | 5065066 | 23779816 | 75 | 0 | 20 | 15 | 2.55 | 112.55 | 140430
162 | Pemberton Township | Burlington | Rehabilitation of Beech Ave, Trenton Rd & Oak Pines Rd Storage Tanks | 0329004-007 | 10900 | 1710000 | 566000 | 2276000 | 60 | 0 | 15 | 30 | 0.109 | 105.109 | 140430
174 | Berkeley Township MUA | Ocean | Install 10,000 LF of new water mains to existing homes that are serviced by private wells | 1505004-006 | 8130 | 1600000 | 500000 | 2100000 | 1 | 0 | 20 | 80 | 0.0813 | 101.0813 | 140430
175 | Evesham MUA | Burlington | Upgrades to WTP for wells # 13 and 14 including iron removal | 0313001-001 | 43200 | 1250000 | 530000 | 1780000 | 100 | 0 | 0 | 0 | 0.432 | 100.432 | 140430
177 | Marlboro Township | Monmouth | Replacement of Harbor Rd WTP | 1328002-002 | 30000 | 8500000 | 2850000 | 11350000 | 100 | 0 | 0 | 0 | 0.3 | 100.3 | 140430
184 | Roosevelt Borough | Monmouth | Upgrades to water treatment plant, including new 240/480 volt electrical service, replacement of pumps and electrical equipment and improvements to aerator. | 1341001-004 | 935 | 390000 | 120500 | 510500 | 100 | 0 | 0 | 0 | 0.00935 | 100.0093 | 140430
198 | Ocean Township | Ocean | Replacement of undersized water mains with 8 inch water mains in Barnegat | 1520001-005 | 12500 | 500000 | 175000 | 675000 | 75 | 0 | 20 | 0 | 0.125 | 95.125 | 140430
203 | Middlesex Water Company | Middlesex | Cleaning & cement lining of mains in South Amboy (Phase 12) | 1225001-015 | 272785 | 3300000 | 700000 | 4000000 | 75 | 0 | 15 | 0 | 2.7279 | 92.7279 | 140430
209 | Hamilton Township MUA | Atlantic | Replacement of antiquated water mains | 0112001-003 | 17892 | 1950000 | 624000 | 2574000 | 75 | 0 | 0 | 15 | 0.17892 | 90.1789 | 140430
217 | Fountainhead Properties, Inc. | Ocean | Loop system with 400 LF of water main with replacement of water meters | 1511013-002 | 280 | 55000 | 16840 | 71840 | 75 | 0 | 15 | 0 | 0.0028 | 90.0028 | 140430
222 | Manchester Utilities Authority | Passaic | Demolition of inoperational structures and building, security & SCADA improvements at old filter plant. | 1603001-013 | 12275 | 540000 | 243000 | 783000 | 1 | 50 | 15 | 15 | 0.12275 | 81.1227 | 140430
239 | Old Bridge MUA | Middlesex | Replacement of 2,100 LF of water miain with 16 inch on Rte 516 | 1209002-010 | 65375 | 900000 | 432000 | 1332000 | 75 | 0 | 0 | 0 | 0.65375 | 75.6538 | 140430
260 | Clinton Town | Hunterdon | Replacement of 2,300 LF of 12 inch water main on Halstead St & Looping of 1,810 LF of 12 inch water main on Rte 31 | 1005001-005 | 12500 | 1241426 | 527256 | 1768682 | 75 | 0 | 0 | 0 | 0.125 | 75.125 | 140430
273 | Clayton Borough | Gloucester | Rehabilitation of East Chestnut St and North Delsea Dr storage tanks | 0801001-002 | 8180 | 753170 | 338927 | 1092097 | 60 | 0 | 0 | 15 | 0.0818 | 75.0818 | 140430
274 | Stanhope Borough | Sussex | Replacement of water mains on Tower Dr, Brooklyn Rd, Continental Dr, Waterloo Rd, Sagamore Rd and in The Point. | 1919001-001 | 3600 | 1371750 | 429741 | 1801491 | 75 | 0 | 0 | 0 | 0.036 | 75.036 | 140430
280 | Roosevelt Borough | Monmouth | Cleaning and lining of 8,900 LF of 6 & 8 inch water mains | 1341001-001 | 935 | 500000 | 125000 | 625000 | 75 | 0 | 0 | 0 | 0.00935 | 75.0093 | 140430
292 | North Shore Water Association | Sussex | Replacement of 1,800 LF of water mains | 1904004-002 | 105 | 285000 | 101800 | 386800 | 75 | 0 | 0 | 0 | 0.00105 | 75.0011 | 140430
294 | Gloucester City | Camden | Replacement of water meters with automatic read meters | 0414001-016 | 11484 | 756200 | 166364 | 922564 | 25 | 0 | 15 | 30 | 0.11484 | 70.1148 | 140430
295 | Hammonton Town | Atlantic | Replace 1,500 meters with radio frequency meters . | 0113001-007 | 11287 | 607500 | 240475 | 847975 | 25 | 0 | 15 | 30 | 0.11287 | 70.1129 | 140430
304 | Matawan Borough | Monmouth | Structural improvement at the Middlesex storage tank | 1329001-005 | 8810 | 800000 | 140000 | 940000 | 60 | 0 | 5 | 0 | 0.0881 | 65.0881 | 140430
305 | Clayton Borough | Gloucester | Construction of a new .75 MG storage tank | 0801001-001 | 8180 | 2904000 | 905650 | 3809650 | 50 | 0 | 0 | 15 | 0.0818 | 65.0818 | 140430
311 | Old Bridge MUA | Middlesex | Construct 12-inch and 16-inch pipe to connect the existing Higgins Road water storage tank to the existing Rt 516 ground water storage tank and rehabilitate tanks | 1209002-007 | 65375 | 4400000 | 1670000 | 6070000 | 60 | 0 | 0 | 0 | 0.65375 | 60.6538 | 140430
326 | Pemberton Township | Burlington | Drillling of test well #14 to replace well #4. Sealing of well #4. | 0329004-005 | 10900 | 265000 | 110450 | 375450 | 15 | 0 | 15 | 30 | 0.109 | 60.109 | 140430
329 | Brielle Borough | Monmouth | Replacement of a storage tank on Union Lane | 1308001-001 | 4774 | 2500000 | 860320 | 3360320 | 60 | 0 | 0 | 0 | 0.04774 | 60.0477 | 140430
331 | Stanhope Borough | Sussex | Rehabilitation of the 50,000 gallon Elevated storage tank | 1919001-002 | 3600 | 230000 | 65400 | 295400 | 60 | 0 | 0 | 0 | 0.036 | 60.036 | 140430
336 | Milford Borough | Hunterdon | Replacement of existing standpipe on Mt. Pleasant Rd | 1020001-004 | 1347 | 180000 | 68400 | 248400 | 60 | 0 | 0 | 0 | 0.01347 | 60.0135 | 140430
342 | Independence MUA | Warren | Improvements to Autumn Lane pump station | 2112001-001 | 93 | 200000 | 49160 | 249160 | 60 | 0 | 0 | 0 | 0.00093 | 60.0009 | 140430
360 | Hammonton Town | Atlantic | Installation of SCADA at water facilities | 0113001-010 | 11287 | 150000 | 63500 | 213500 | 1 | 0 | 15 | 30 | 0.11287 | 46.1129 | 140430
361 | Pemberton Township | Burlington | Installation of SCADA at wells and storage facilities | 0329004-008 | 10900 | 250000 | 104500 | 354500 | 1 | 0 | 15 | 30 | 0.109 | 46.109 | 140430
370 | Hampton Borough | Hunterdon | Construction of back up well #5 | 1013001-001 | 1525 | 300000 | 155000 | 455000 | 15 | 0 | 0 | 30 | 0.01525 | 45.0153 | 140430
376 | Newfield Borough | Gloucester | Replacement of metering station at Vineland interconnection | 0813001-002 | 2065 | 30000 | 14900 | 44900 | 30 | 0 | 0 | 15 | 0.004 | 45.004 | 140430
408 | Fountainhead Properties, Inc. | Ocean | Improvements/Replacement of well #1 | 1511013-004 | 280 | 138450 | 39078 | 177528 | 15 | 0 | 15 | 0 | 0.0028 | 30.0028 | 140430
409 | Fountainhead Properties, Inc. | Ocean | Rehabilitation of well #2 | 1511013-003 | 280 | 36050 | 15884 | 51934 | 15 | 0 | 15 | 0 | 0.0028 | 30.002 | 140430
419 | Pine Beach Borough | Ocean | Replacement of meters townwide to electronic read meters | 1522001-001 | 2080 | 650000 | 220000 | 870000 | 25 | 0 | 0 | 0 | 0.0208 | 25.0208 | 140430
424 | Montclair Township | Essex | Construction of a Water Treatment Plant and main for Nishuane well #4 | 0713001-008 | 38977 | 1600000 | 397700 | 1997700 | 15 | 0 | 0 | 0 | 0.38977 | 15.3898 | 140430
433 | Pine Beach Borough | Ocean | Replacement of well #1 | 1522001-002 | 2080 | 325000 | 110000 | 435000 | 15 | 0 | 0 | 0 | 0.0208 | 15.0208 | 140430
| 63 Projects |  | Subtotal |  |  | 121912019 | 36651898 | 158563917
Second Chance Projects:
60 | North Jersey District WS | Passaic | Replace Sedimentation basins 5 and 6 with high rate clarifiers-Design Build Project | 1613001-022 | 859318 | 12095000 | 3874700 | 15969700 | 100 | 0 | 20 | 30 | 8.5932 | 158.5932 | 140430*
61 | North Jersey District WS | Passaic | Treatment technique to recycle lagoon discharge to head of plant-design build | 1613001-025 | 859318 | 5130000 | 1771600 | 6901600 | 100 | 0 | 20 | 30 | 8.5932 | 158.5932 | 140430*
62 | North Jersey District WS | Passaic | Installation of low lift natural gas pump-design/build | 1613001-026 | 859318 | 7917875 | 2663720 | 10581595 | 100 | 0 | 20 | 30 | 8.5932 | 158.5932 | 140430*
63 | North Jersey District WS | Passaic | Expansion of Aeration System-design/build | 1613001-027 | 859318 | 1554000 | 627280 | 2181280 | 100 | 0 | 20 | 30 | 8.5932 | 158.5932 | 140430*
64 | North Jersey District WS | Passaic | Filter building pipe gallery dehumidification and painting-design/build | 1613001-028 | 859318 | 1246000 | 528720 | 1774720 | 100 | 0 | 20 | 30 | 8.5932 | 158.5932 | 140430*
65 | North Jersey District WS | Passaic | Rehabilitation of settling basins 1-4 flocculators-design/build | 1613001-029 | 859318 | 1970000 | 760400 | 2730400 | 100 | 0 | 20 | 30 | 8.5932 | 158.5932 | 140430*
126 | Gloucester City | Camden | Replacement of 3,740 LF of water mains @ Monmouth, Hudson, Water & Freedom Pier | 0414001-017 | 11484 | 935272 | 420872 | 1356144 | 75 | 0 | 15 | 30 | 0.11484 | 120.1148 | 140430*
211 | Pine Hill MUA | Camden | Rehabilitate the interior & exterior of the Mt Clement storage tank | 0428002-002 | 10185 | 334900 | 149742 | 484642 | 60 | 0 | 0 | 30 | 0.10185 | 90.1018 | 140430*
214 | Bloomingdale Borough | Passaic | Replacement of 3,150 LF of 2 inch water mains with 12 hydrants and 52 water services | 1601001-004 | 3000 | 853000 | 383850 | 1236850 | 75 | 0 | 15 | 0 | 0.03 | 90.03 | 140430*
344 | North Jersey District WS | Passaic | Modify and expand central receiving building-design/build | 1613001-030 | 859318 | 605000 | 272250 | 877250 | 1 | 0 | 20 | 30 | 8.5932 | 59.5932 | 140430*
| 10 Projects |  |  |  |  | 32641047 | 11453134 | 44094181
| 76 Projects |  | TOTAL |  |  | 157377266 | 48471848 | 205849114
Nano Loan Program Eligible Projects ( Included in Above List)
<500 residents
7 | North Shore Water Association | Sussex | Drilling of test well(s) | 1904004-004 | 105 | 75000 | 71000 | 146000
19 | Sea Village Marina | Atlantic | Installation of 4,500 LF of water main to connect with NJAWCo to resolve a contaminated source issue in accordance with ACO | 0108021-002 | 160 | 725000 | 364250 | 1089250
53 | Mountain Shores POA | Morris | Replacement of 2,500 LF of water main and installation of 900 LF of water main to connect to Jefferson Twp water system | 1414009-001 | 80 | 680000 | 141200 | 821200
148 | Fountainhead Properties, Inc. | Ocean | Improvement to WTP including chemical feel, building, hydropneumatic tank, controls & auxiliary power | 1511013-001 | 280 | 215500 | 65240 | 280740
227 | Fountainhead Properties, Inc. | Ocean | Loop system with 400 LF of water main with replacement of water meters | 1511013-002 | 280 | 55000 | 16840 | 71840
303 | North Shore Water Association | Sussex | Replacement of 1,800 LF of water mains | 1904004-002 | 105 | 285000 | 101800 | 386800
356 | Independence MUA | Warren | Improvements to Autumn Lane pump station | 2112001-001 | 93 | 200000 | 49160 | 249160
425 | Fountainhead Properties, Inc. | Ocean | Improvements/Replacement of well #1 | 1511013-004 | 280 | 138450 | 39078 | 177528
426 | Fountainhead Properties, Inc. | Ocean | Rehabilitation of well #2 | 1511013-003 | 280 | 36050 | 15884 | 51934
501 to 3,300
18 | Newfield Borough | Gloucester | Installation of radium treatment for well # 5 with piping for chlorine contact time & emergency generator | 0813001-001 | 2065 | 720000 | 282600 | 1002600
49 | Milford Borough | Hunterdon | Installation of a booster pump station on Mt Pleasant Rd | 1020001-003 | 1347 | 300000 | 114000 | 414000
194 | Roosevelt Borough | Monmouth | Upgrades to water treatment plant, including new 240/480 volt electrical service, replacement of pumps and electrical equipment and improvements to aerator. | 1341001-004 | 935 | 390000 | 120500 | 510500
291 | Roosevelt Borough | Monmouth | Cleaning and lining of 8,900 LF of 6 & 8 inch water mains | 1341001-001 | 935 | 500000 | 125000 | 625000
350 | Milford Borough | Hunterdon | Rehabilitation of the standpipe on Mt Pleasant Rd | 1020001-004 | 1347 | 180000 | 68400 | 248400
386 | Hampton Borough | Hunterdon | Construction of back up well #5 | 1013001-001 | 1525 | 300000 | 155000 | 455000
392 | Newfield Borough | Gloucester | Replacement of metering station at Vineland interconnection | 0813001-002 | 2065 | 30000 | 14900 | 44900
436 | Pine Beach Borough | Ocean | Replacement of meters townwide to electronic read meters | 1522001-001 | 2080 | 650000 | 220000 | 870000
451 | Pine Beach Borough | Ocean | Replacement of well #1 | 1522001-002 | 2080 | 325000 | 110000 | 435000
3,301 to 10,000
145 | Berkeley Township MUA | Ocean | Installation off new well #4 with 1,000 LF of main to connect to the WTP | 1505004-007 | 8130 | 850000 | 252500 | 1102500
184 | Berkeley Township MUA | Ocean | Install 10,000 LF of new water mains to existing homes that are serviced by private wells | 1505004-006 | 8130 | 1600000 | 500000 | 2100000
284 | Clayton Borough | Gloucester | Rehabilitation of East Chestnut St and North Delsea Dr storage tanks | 0801001-002 | 8180 | 753170 | 338927 | 1092097
285 | Stanhope Borough | Sussex | Replacement of water mains on Tower Dr, Brooklyn Rd, Continental Dr, Waterloo Rd, Sagamore Rd and in The Point. | 1919001-001 | 3600 | 1371750 | 429741 | 1801491
315 | Matawan Borough | Monmouth | Structural improvement at the Middlesex storage tank | 1329001-005 | 8810 | 800000 | 140000 | 940000
316 | Clayton Borough | Gloucester | Construction of a new .75 MG storage tank | 0801001-001 | 8180 | 2904000 | 905650 | 3809650
341 | Brielle Borough | Monmouth | Replacement of a storage tank on Union Lane | 1308001-001 | 4774 | 2500000 | 860320 | 3360320
345 | Stanhope Borough | Sussex | Rehabilitation of the 50,000 gallon Elevated storage tank | 1919001-002 | 3600 | 230000 | 65400 | 295400
214 | Bloomingdale Borough | Passaic | Replacement of 3,150 LF of 2 inch water mains with 12 hydrants and 52 water services | 1601001-004 | 3000 | 853000 | 383850 | 1236850
*second chance project
**legacy project
Note on G41: Josephine Craver: Should add to $502,000
Note on G99: Josephine Craver: Should add to $502,000

## 2013_C.8 (Nov-12) SFY2014List
Proposed Master FFY2013/SFY2014 Project Priority List
Ranking Categories
RANK | SYSTEM NAME | COUNTY | PROJECT DESCRIPTION | PROJECT NUMBER | POPULATION SERVED | BUILDING COST | SUPPORT COST | TOTAL PROJECT COST | A | B | C | D | E | TOTAL POINTS | EST. STATE. CERT. DATE (yymmdd)
1 | Passaic Valley WC | Passaic | Phase 1-Installation of four 2,500 kW diesel generators with buildings and fuel pumps at the Little Falls WTP | 1605002-025 | 302900 | 10070000 | 3348200 | 13418200 | 500 | 0 | 20 | 80 | 3.029 | 603.029 | 140430
2 | Passaic Valley WC | Passaic | Phase 1-installation of a 2.0 MG storage tank next to existing Verona storage tank | 1605002-024 | 302900 | 2970000 | 1080400 | 4050400 | 500 | 0 | 20 | 80 | 3.029 | 603.029 | 140430
3 | Passaic Valley WC | Passaic | Phase 1-Decommission the Levine Finished Water Reservoir and construct two new 2.5 MG water storage tank | 1605002-014 | 302900 | 15300000 | 4708000 | 20008000 | 500 | 0 | 20 | 80 | 3.029 | 603.029 | 140430
8 | North Shore Water Association | Sussex | Drilling of test well(s) | 1904004-004 | 105 | 100000 | 20000 | 120000 | 300 | 0 | 0 | 0 | 0.00105 | 300.0011 | 140430
9 | North Shore Water Association | Sussex | Resolution of nitrate issue-new well(s) with treatment | 1904004-001 | 105 | 360000 | 72000 | 432000 | 300 | 0 | 0 | 0 | 0.00105 | 300.0011 | 140430
12 | Hammonton Town | Atlantic | Installation of radium removal treatment at well #4 | 0113001-006 | 11287 | 1650000 | 658000 | 2308000 | 250 | 0 | 15 | 30 | 0.11287 | 295.1129 | 140430
18 | Newfield Borough | Gloucester | Installation of radium treatment for well # 5 with piping for chlorine contact time & emergency generator | 0813001-001 | 2065 | 700000 | 315000 | 1015000 | 250 | 0 | 0 | 15 | 0.004 | 265.004 | 140430
19 | Sea Village Marina | Atlantic | Installation of 4,500 LF of water main to connect with NJAWCo to resolve a contaminated source issue in accordance with ACO | 0108021-002 | 160 | 898000 | 404100 | 1302100 | 250 | 0 | 0 | 15 | 0.0016 | 265.0016 | 140430
20 | NJ American Water Company-Penns Grove | Salem | Construct a centralized water treatment plant at Ranney Station with a raw water main to transfer water from Layton Station (design build project) | 1707001-005 | 14400 | 13146351 | 4148051 | 17294402 | 100 | 75 | 0 | 80 | 0.144 | 255.144 | 140430
21 | Newark City | Essex | Backwash, chlorination system & sludge lagoon upgrades at Pequannock WTP | 0714001-016 | 280000 | 6658000 | 2260600 | 8918600 | 100 | 50 | 20 | 80 | 2.8 | 252.8 | 140430
24 | Newark City | Essex | Cleaning & lining of 58,000 LF of 6, 8 & 12-inch water mains | 0714001-015 | 280000 | 8000000 | 2690000 | 10690000 | 75 | 50 | 20 | 80 | 2.8 | 227.8 | 140430
25 | Newark City | Essex | Upgrade transmission mains to gravity feed 260A Zone to 360 Zone | 0714001-017 | 280000 | 971100 | 437000 | 1408100 | 75 | 50 | 20 | 80 | 2.8 | 227.8 | 140430
29 | Willingboro MUA | Burlington | Replacement of electrical, distribution equipment and generator at well # 6 WTP | 0338001-005 | 40000 | 445000 | 200200 | 645200 | 100 | 75 | 20 | 15 | 0.4 | 210.4 | 140430
30 | Aqua NJ - Northern | Warren | Replacement of 7,080 LF of undersized water mains in Philipsburg | 2119001-008 | 33560 | 1062000 | 469840 | 1531840 | 75 | 50 | 0 | 80 | 0.3345 | 205.3345 | 140430
43 | Willingboro MUA | Burlington | Replacement of 6 & 8 inch mains in RIttenhouse section | 0338001-003 | 40000 | 1585600 | 637392 | 2222992 | 75 | 75 | 20 | 15 | 0.4 | 185.4 | 140430
56 | Milford Borough | Hunterdon | Installation of a booster pump station on Mt Pleasant Rd | 1020001-003 | 1347 | 235000 | 105750 | 340750 | 175 | 0 | 0 | 0 | 0.01347 | 175.0135 | 140430
57 | Wildwood City | Cape May | Replacement & looping of water mains in Wildwood Crest | 0514001-002 | 59465 | 2159850 | 821152 | 2981002 | 75 | 0 | 15 | 80 | 0.59465 | 170.5947 | 140430
58 | Willingboro MUA | Burlington | Painting two 1 MG storage tanks-JFK Way and Ember Lane | 0338001-006 | 40000 | 440000 | 198000 | 638000 | 60 | 75 | 20 | 15 | 0.4 | 170.4 | 140430
60 | Mountain Shores POA | Morris | Replacement of 2,500 LF of water main and installation of 900 LF of water main to connect to Jefferson Twp water system | 1414009-001 | 80 | 642000 | 288900 | 930900 | 170 | 0 | 0 | 0 | 0.0008 | 170.0008 | 140430
61 | Arthur Road Well Association | Sussex | Connection of this system to Hopatcong Borough to resolve capacity development issues including sealing of existing well and replacement of water mains within the Arthur Road area. | 1912007-001 | 60 | 200000 | 169750 | 369750 | 170 | 0 | 0 | 0 | 0.0006 | 170.0006 | 140430
67 | Camden City | Camden | Rehabiliation and painting of a 5 MG standpipe (North Camden Tank) and two 2 MG elevated tanks (Kaighn Avenue and Whitman Park Tank) | 0408001-018 | 53000 | 4000000 | 1410000 | 5410000 | 60 | 0 | 20 | 80 | 0.53 | 160.53 | 140430
68 | Willingboro MUA | Burlington | Installation of emergency generators at 3 wells | 0338001-004 | 40000 | 300000 | 135000 | 435000 | 45 | 75 | 20 | 15 | 0.4 | 155.4 | 140430
69 | Long Beach Township (Brant Beach) | Ocean | Replacment of water mains | 1517001-014 | 35550 | 2100000 | 802000 | 2902000 | 75 | 50 | 0 | 30 | 0.3555 | 155.3555 | 140430
72 | Manchester Utilities Authority | Passaic | Replace mains, valves & hydrants. Install pressure reducing and insertion valves. Rehabilitate pipe at stream crossing | 1603001-011 | 12275 | 626258 | 281817 | 908075 | 75 | 50 | 15 | 15 | 0.12275 | 155.1227 | 140430
79 | Vineland City | Cumberland | Upgrades to the existing water treatment plant at well #13 with new replacement well #18. Decommission well #13. | 0614003-013 | 33000 | 4000000 | 1410000 | 5410000 | 100 | 0 | 15 | 30 | 0.33 | 145.33 | 140430
80 | Vineland City | Cumberland | Upgrades to well #4 water treatment plant including a new air stripping tower | 0614003-012 | 33000 | 756000 | 340200 | 1096200 | 100 | 0 | 15 | 30 | 0.33 | 145.33 | 140430
81 | Vineland City | Cumberland | Replacement of radionuclide treatment at well #12 | 0614003-011 | 33000 | 1837500 | 718000 | 2555500 | 100 | 0 | 15 | 30 | 0.33 | 145.33 | 140430
83 | Tuckerton Borough | Ocean | Rehabilitation of three green sand filter tanks and one backwash tank | 1532002-004 | 3347 | 109000 | 49050 | 158050 | 100 | 0 | 15 | 30 | 0.033 | 145.033 | 140430
87 | Manchester Utilities Authority | Passaic | Rehabilitate High Service reservoir including security improvements | 1603001-012 | 12275 | 290000 | 130500 | 420500 | 60 | 50 | 15 | 15 | 0.12275 | 140.1227 | 140430
88 | Manchester Utilities Authority | Passaic | Rehabilitate Central Avenue Storage Tank | 1603001-006 | 12275 | 900000 | 405000 | 1305000 | 60 | 50 | 15 | 15 | 0.12275 | 140.1227 | 140430
91 | Willingboro MUA | Burlington | Replacement of 1,250 water meters | 0338001-007 | 40000 | 625000 | 281250 | 906250 | 25 | 75 | 20 | 15 | 0.4 | 135.4 | 140430
97 | Bellmawr Borough | Camden | Replace back wash tanks and emergency generators at Warren Ave and Leaf Ave WTP's | 0404001-005 | 11583 | 415500 | 186975 | 602475 | 100 | 0 | 0 | 30 | 0.11583 | 130.1158 | 140430
101 | Bayview Water Co./Downe Twp | Cumberland | Construction of new storage tank on New Jersey Avenue | 0604001-004 | 770 | 600000 | 270000 | 870000 | 50 | 0 | 0 | 80 | 0.0077 | 130.0077 | 140430
119 | Rahway City | Union | Rahway Water Treatment Plant Filter System Upgrade to membrane filtration | 2013001-007 | 27346 | 11000000 | 3590000 | 14590000 | 100 | 0 | 5 | 15 | 0.27346 | 120.2735 | 140430
136 | Hammonton Town | Atlantic | Replacement of water mains on Packard, Grape & 2nd Sts. | 0113001-009 | 11287 | 781050 | 351473 | 1132523 | 75 | 0 | 15 | 30 | 0.11287 | 120.1129 | 140430
137 | Hammonton Town | Atlantic | Replacement of water mains on Pratt St | 0113001-008 | 11287 | 398600 | 179370 | 577970 | 75 | 0 | 15 | 30 | 0.11287 | 120.1129 | 140430
138 | Pemberton Township | Burlington | Replacement of 4,900 LF of water mains on Ivy, Crescent, No Shore, Peony, Verbena, Sunset & Golf Club Sts | 0329004-006 | 10900 | 400000 | 180000 | 580000 | 75 | 0 | 15 | 30 | 0.109 | 120.109 | 140430
142 | Berkeley Township MUA | Ocean | Installation off new well #4 with 1,000 LF of main to connect to the WTP | 1505004-007 | 8130 | 850000 | 382500 | 1232500 | 15 | 0 | 20 | 80 | 0.0813 | 115.0813 | 140430
145 | Fountainhead Properties, Inc. | Ocean | Improvement to WTP including chemical feel, building, hydropneumatic tank, controls & auxiliary power | 1511013-001 | 280 | 215500 | 39990 | 255490 | 100 | 0 | 15 | 0 | 0.0028 | 115.0028 | 140430
146 | Trenton City | Mercer | Cleaning and lining of approx 128,000 LF of 4-12 inch water mains, replace 5,500 LF of 4 inch main with 4,000 LF of looping | 1111001-008 | 255000 | 18714750 | 5595835 | 24310585 | 75 | 0 | 20 | 15 | 2.55 | 112.55 | 140430
170 | Pemberton Township | Burlington | Rehabilitation of Beech Ave, Trenton Rd & Oak Pines Rd Storage Tanks | 0329004-007 | 10900 | 1709350 | 676992 | 2386342 | 60 | 0 | 15 | 30 | 0.109 | 105.109 | 140430
173 | Tuckerton Borough | Ocean | Rehabilitation of the 1.2 MG standpipe including painting, safety and security improvements and a new mechanical mixing system | 1532002-003 | 3347 | 333300 | 149985 | 483285 | 60 | 0 | 15 | 30 | 0.033 | 105.033 | 140430
179 | Berkeley Township MUA | Ocean | Install 10,000 LF of new water mains to existing homes that are serviced by private wells | 1505004-006 | 8130 | 1525000 | 618000 | 2143000 | 1 | 0 | 20 | 80 | 0.0813 | 101.0813 | 140430
182 | Marlboro Township | Monmouth | Replacement of Harbor Rd WTP | 1328002-002 | 30000 | 8000000 | 2690000 | 10690000 | 100 | 0 | 0 | 0 | 0.3 | 100.3 | 140430
189 | Roosevelt Borough | Monmouth | Upgrades to water treatment plant, including new 240/480 volt electrical service, replacement of pumps and electrical equipment and improvements to aerator. | 1341001-004 | 935 | 290000 | 130500 | 420500 | 100 | 0 | 0 | 0 | 0.00935 | 100.0093 | 140430
203 | Ocean Township | Ocean | Replacement of undersized water mains with 8 inch water mains in Barnegat | 1520001-005 | 12500 | 450000 | 202500 | 652500 | 75 | 0 | 20 | 0 | 0.125 | 95.125 | 140430
204 | Gloucester City | Camden | Construction of a new .5 MG storage tank to maintain pressure on the east side | 0414001-015 | 11484 | 911511 | 410180 | 1321691 | 50 | 0 | 15 | 30 | 0.11484 | 95.1148 | 140430
208 | Middlesex Water Company | Middlesex | Cleaning & cement lining of mains in South Amboy (Phase 12) | 1225001-015 | 272785 | 3465000 | 1238800 | 4703800 | 75 | 0 | 15 | 0 | 2.7279 | 92.7279 | 140430
211 | Vineland City | Cumberland | Installation of gas generators at wells #4,6,7,8,10,11 and 12 | 0614003-014 | 33000 | 1543500 | 623920 | 2167420 | 45 | 0 | 15 | 30 | 0.33 | 90.33 | 140430
214 | Hamilton Township MUA | Atlantic | Replacement of antiquated water mains | 0112001-003 | 17892 | 1500000 | 610000 | 2110000 | 75 | 0 | 0 | 15 | 0.17892 | 90.1789 | 140430
225 | Manchester Utilities Authority | Passaic | Demolition of inoperational structures and building, security & SCADA improvements at old filter plant. | 1603001-013 | 12275 | 540000 | 243000 | 783000 | 1 | 50 | 15 | 15 | 0.12275 | 81.1227 | 140430
229 | Downe Township | Cumberland | Construction of water system for Money Island and Gandy's Beach and installation of storage tank in Fortescue | 0604999-001 | 300 | 759000 | 341550 | 1100550 | 1 | 0 | 0 | 80 | 0.003 | 81.003 | 140430
243 | Old Bridge MUA | Middlesex | Replacement of 2,100 LF of water miain with 16 inch on Rte 516 | 1209002-010 | 65375 | 837085 | 376688 | 1213773 | 75 | 0 | 0 | 0 | 0.65375 | 75.6538 | 140430
264 | Clinton Town | Hunterdon | Replacement of 2,300 LF of 12 inch water main on Halstead St & Looping of 1,810 LF of 12 inch water main on Rte 31 | 1005001-005 | 12500 | 1156640 | 500125 | 1656765 | 75 | 0 | 0 | 0 | 0.125 | 75.125 | 140430
277 | Clayton Borough | Gloucester | Rehabilitation of East Chestnut St and North Delsea Dr storage tanks | 0801001-002 | 8180 | 753170 | 338927 | 1092097 | 60 | 0 | 0 | 15 | 0.0818 | 75.0818 | 140430
278 | Stanhope Borough | Sussex | Replacement of water mains on Tower Dr, Brooklyn Rd, Continental Dr, Waterloo Rd, Sagamore Rd and in The Point. | 1919001-001 | 3600 | 1440338 | 572908 | 2013246 | 75 | 0 | 0 | 0 | 0.036 | 75.036 | 140430
284 | Roosevelt Borough | Monmouth | Cleaning and lining of 8,900 LF of 6 & 8 inch water mains | 1341001-001 | 935 | 600000 | 270000 | 870000 | 75 | 0 | 0 | 0 | 0.00935 | 75.0093 | 140430
288 | Byram Twp Homeowners Assoc | Sussex | Replacement of 77 saddles on the water mains | 1904009-006 | 400 | 250000 | 112500 | 362500 | 75 | 0 | 0 | 0 | 0.004 | 75.004 | 140430
296 | North Shore Water Association | Sussex | Replacement of 2,400 LF of water mains | 1904004-002 | 105 | 300000 | 60000 | 360000 | 75 | 0 | 0 | 0 | 0.00105 | 75.0011 | 140430
298 | Gloucester City | Camden | Replacement of automatic read meters | 0414001-016 | 11484 | 660000 | 297000 | 957000 | 25 | 0 | 15 | 30 | 0.11484 | 70.1148 | 140430
299 | Hammonton Town | Atlantic | Replace 1,500 meters with radio frequency meters . | 0113001-007 | 11287 | 607500 | 273375 | 880875 | 25 | 0 | 15 | 30 | 0.11287 | 70.1129 | 140430
309 | Clayton Borough | Gloucester | Construction of a new .75 MG storage tank | 0801001-001 | 8180 | 2904000 | 905650 | 3809650 | 50 | 0 | 0 | 15 | 0.0818 | 65.0818 | 140430
315 | Old Bridge MUA | Middlesex | Construct 12-inch and 16-inch pipe to connect the existing Higgins Road water storage tank to the existing Rt 516 ground water storage tank and rehabilitate tanks | 1209002-007 | 65375 | 4444705 | 1552306 | 5997011 | 60 | 0 | 0 | 0 | 0.65375 | 60.6538 | 140430
331 | Pemberton Township | Burlington | Drillling of test well #14 to replace well #4. Sealing of well #4. | 0329004-005 | 10900 | 265000 | 119250 | 384250 | 15 | 0 | 15 | 30 | 0.109 | 60.109 | 140430
334 | Brielle Borough | Monmouth | Replacement of a storage tank on Union Lane | 1308001-001 | 4774 | 1430000 | 587600 | 2017600 | 60 | 0 | 0 | 0 | 0.04774 | 60.0477 | 140430
336 | Flemington Boro | Hunterdon | Construction of production well #7R with pump, valving, meters, building, generator | 1009001-007 | 4250 | 565000 | 254250 | 819250 | 15 | 0 | 15 | 30 | 0.044 | 60.044 | 140430
337 | Flemington Boro | Hunterdon | Construction of production well #5R with pump, valving, meters, building, generator | 1009001-006 | 4250 | 1065000 | 470800 | 1535800 | 15 | 0 | 15 | 30 | 0.044 | 60.044 | 140430
338 | Stanhope Borough | Sussex | Rehabilitation of the 50,000 gallon Elevated storage tank | 1919001-002 | 3600 | 241500 | 108675 | 350175 | 60 | 0 | 0 | 0 | 0.036 | 60.036 | 140430
339 | Fayson Lake Water Co | Morris | Replace existing 0.1 MG Stony Brook storage tank with a 0.25 MG tank | 1415001-003 | 3087 | 630000 | 283500 | 913500 | 60 | 0 | 0 | 0 | 0.03087 | 60.0309 | 140430
343 | Milford Borough | Hunterdon | Rehabilitation of the standpipe on Mt Pleasant Rd | 1020001-004 | 1347 | 150000 | 67500 | 217500 | 60 | 0 | 0 | 0 | 0.01347 | 60.0135 | 140430
345 | Haledon Borough/Manchester UA | Passaic | Reactivation of the Tilt St Spring including upgrades to the cistern and the treatment, pumps, storage and building | 1603301-001 | 1000 | 68750 | 30938 | 99688 | 15 | 0 | 15 | 30 | 0.01 | 60.01 | 140430
349 | Independence MUA | Warren | Improvements to Autumn Lane pump station | 2112001-001 | 93 | 200000 | 49160 | 249160 | 60 | 0 | 0 | 0 | 0.00093 | 60.0009 | 140430
367 | Hammonton Town | Atlantic | Installation of SCADA at water facilities | 0113001-010 | 11287 | 150000 | 67500 | 217500 | 1 | 0 | 15 | 30 | 0.11287 | 46.1129 | 140430
368 | Pemberton Township | Burlington | Installation of SCADA at wells and storage facilities | 0329004-008 | 10900 | 250000 | 112500 | 362500 | 1 | 0 | 15 | 30 | 0.109 | 46.109 | 140430
377 | Hampton Borough | Hunterdon | Construction of back up well #5 | 1013001-001 | 1525 | 250000 | 112500 | 362500 | 15 | 0 | 0 | 30 | 0.01525 | 45.0153 | 140430
383 | Newfield Borough | Gloucester | Replacement of metering station at Vineland interconnection | 0813001-002 | 2065 | 30000 | 13500 | 43500 | 30 | 0 | 0 | 15 | 0.004 | 45.004 | 140430
416 | Fountainhead Properties, Inc. | Ocean | Improvements/Replacement of well #1 | 1511013-004 | 280 | 138450 | 46306 | 184756 | 15 | 0 | 15 | 0 | 0.0028 | 30.0028 | 140430
417 | Fountainhead Properties, Inc. | Ocean | Rehabilitation of well #2 | 1511013-003 | 280 | 36050 | 33934 | 69984 | 15 | 0 | 15 | 0 | 0.0028 | 30.002 | 140430
432 | Montclair Township | Essex | Construction of a Water Treatment Plant and main for Nishuane well #4 | 0713001-008 | 38977 | 1680000 | 667600 | 2347600 | 15 | 0 | 0 | 0 | 0.38977 | 15.3898 | 140430
|  |  | 79 Projects | Total |  | 158641908 | 55991714 | 214633622
Possible Small Systems Loan Program Candidates (also included above):
<500 customers:
8 | North Shore Water Association | Sussex | Drilling of test well(s) | 1904004-004 | 105 | 100000 | 20000 | 120000 | 300 | 0 | 0 | 0 | 0.00105 | 300.0011 | 140430
9 | North Shore Water Association | Sussex | Resolution of nitrate issue-new well(s) with treatment | 1904004-001 | 105 | 360000 | 72000 | 432000 | 300 | 0 | 0 | 0 | 0.00105 | 300.0011 | 140430
19 | Sea Village Marina | Atlantic | Installation of 4,500 LF of water main to connect with NJAWCo to resolve a contaminated source issue in accordance with ACO | 0108021-002 | 160 | 898000 | 404100 | 1302100 | 250 | 0 | 0 | 15 | 0.0016 | 265.0016 | 140430
60 | Mountain Shores POA | Morris | Replacement of 2,500 LF of water main and installation of 900 LF of water main to connect to Jefferson Twp water system | 1414009-001 | 80 | 642000 | 288900 | 930900 | 170 | 0 | 0 | 0 | 0.0008 | 170.0008 | 140430
61 | Arthur Road Well Association | Sussex | Connection of this system to Hopatcong Borough to resolve capacity development issues including sealing of existing well and replacement of water mains within the Arthur Road area. | 1912007-001 | 60 | 200000 | 169750 | 369750 | 170 | 0 | 0 | 0 | 0.0006 | 170.0006 | 140430
145 | Fountainhead Properties, Inc. | Ocean | Improvement to WTP including chemical feel, building, hydropneumatic tank, controls & auxiliary power | 1511013-001 | 280 | 215500 | 39990 | 255490 | 100 | 0 | 15 | 0 | 0.0028 | 115.0028 | 140430
229 | Downe Township | Cumberland | Construction of water system for Money Island and Gandy's Beach and installation of storage tank in Fortescue | 0604999-001 | 300 | 759000 | 341550 | 1100550 | 1 | 0 | 0 | 80 | 0.003 | 81.003 | 140430
288 | Byram Twp Homeowners Assoc | Sussex | Replacement of 77 saddles on the water mains | 1904009-006 | 400 | 250000 | 112500 | 362500 | 75 | 0 | 0 | 0 | 0.004 | 75.004 | 140430
296 | North Shore Water Association | Sussex | Replacement of 2,400 LF of water mains | 1904004-002 | 105 | 300000 | 60000 | 360000 | 75 | 0 | 0 | 0 | 0.00105 | 75.0011 | 140430
349 | Independence MUA | Warren | Improvements to Autumn Lane pump station | 2112001-001 | 93 | 200000 | 49160 | 249160 | 60 | 0 | 0 | 0 | 0.00093 | 60.0009 | 140430
416 | Fountainhead Properties, Inc. | Ocean | Improvements/Replacement of well #1 | 1511013-004 | 280 | 138450 | 46306 | 184756 | 15 | 0 | 15 | 0 | 0.0028 | 30.0028 | 140430
417 | Fountainhead Properties, Inc. | Ocean | Rehabilitation of well #2 | 1511013-003 | 280 | 36050 | 33934 | 69984 | 15 | 0 | 15 | 0 | 0.0028 | 30.002 | 140430
|  |  | 12 Projects | Total |  | 4099000 | 1638190 | 5737190
501 to 3,300 customers:
18 | Newfield Borough | Gloucester | Installation of radium treatment for well # 5 with piping for chlorine contact time & emergency generator | 0813001-001 | 2065 | 700000 | 315000 | 1015000 | 250 | 0 | 0 | 15 | 0.004 | 265.004 | 140430
56 | Milford Borough | Hunterdon | Installation of a booster pump station on Mt Pleasant Rd | 1020001-003 | 1347 | 235000 | 105750 | 340750 | 175 | 0 | 0 | 0 | 0.01347 | 175.0135 | 140430
101 | Bayview Water Co./Downe Twp | Cumberland | Construction of new storage tank on New Jersey Avenue | 0604001-004 | 770 | 600000 | 270000 | 870000 | 50 | 0 | 0 | 80 | 0.0077 | 130.0077 | 140430
189 | Roosevelt Borough | Monmouth | Upgrades to water treatment plant, including new 240/480 volt electrical service, replacement of pumps and electrical equipment and improvements to aerator. | 1341001-004 | 935 | 290000 | 130500 | 420500 | 100 | 0 | 0 | 0 | 0.00935 | 100.0093 | 140430
284 | Roosevelt Borough | Monmouth | Cleaning and lining of 8,900 LF of 6 & 8 inch water mains | 1341001-001 | 935 | 600000 | 270000 | 870000 | 75 | 0 | 0 | 0 | 0.00935 | 75.0093 | 140430
339 | Fayson Lake Water Co | Morris | Replace existing 0.1 MG Stony Brook storage tank with a 0.25 MG tank | 1415001-003 | 3087 | 630000 | 283500 | 913500 | 60 | 0 | 0 | 0 | 0.03087 | 60.0309 | 140430
343 | Milford Borough | Hunterdon | Rehabilitation of the standpipe on Mt Pleasant Rd | 1020001-004 | 1347 | 150000 | 67500 | 217500 | 60 | 0 | 0 | 0 | 0.01347 | 60.0135 | 140430
345 | Haledon Borough/Manchester UA | Passaic | Reactivation of the Tilt St Spring including upgrades to the cistern and the treatment, pumps, storage and building | 1603301-001 | 1000 | 68750 | 30938 | 99688 | 15 | 0 | 15 | 30 | 0.01 | 60.01 | 140430
377 | Hampton Borough | Hunterdon | Construction of back up well #5 | 1013001-001 | 1525 | 250000 | 112500 | 362500 | 15 | 0 | 0 | 30 | 0.01525 | 45.0153 | 140430
383 | Newfield Borough | Gloucester | Replacement of metering station at Vineland interconnection | 0813001-002 | 2065 | 30000 | 13500 | 43500 | 30 | 0 | 0 | 15 | 0.004 | 45.004 | 140430
|  |  | 10 Projects | Total |  | 3553750 | 1599188 | 5152938
3,301 to 10,000 customers:
83 | Tuckerton Borough | Ocean | Rehabilitation of three green sand filter tanks and one bacjwash tank | 1532002-004 | 3347 | 109000 | 49050 | 158050 | 100 | 0 | 15 | 30 | 0.033 | 145.033 | 140430
142 | Berkeley Township MUA | Ocean | Installation off new well #4 with 1,000 LF of main to connect to the WTP | 1505004-007 | 8130 | 850000 | 382500 | 1232500 | 15 | 0 | 20 | 80 | 0.0813 | 115.0813 | 140430
173 | Tuckerton Borough | Ocean | Rehabilitation of the 1.2 MG standpipe including painting, safety and security improvements and a new mechanical mixing system | 1532002-003 | 3347 | 333300 | 149985 | 483285 | 60 | 0 | 15 | 30 | 0.033 | 105.033 | 140430
179 | Berkeley Township MUA | Ocean | Install 10,000 LF of new water mains to existing homes that are serviced by private wells | 1505004-006 | 8130 | 1525000 | 618000 | 2143000 | 1 | 0 | 20 | 80 | 0.0813 | 101.0813 | 140430
277 | Clayton Borough | Gloucester | Rehabilitation of East Chestnut St and North Delsea Dr storage tanks | 0801001-002 | 8180 | 753170 | 338927 | 1092097 | 60 | 0 | 0 | 15 | 0.0818 | 75.0818 | 140430
278 | Stanhope Borough | Sussex | Replacement of water mains on Tower Dr, Brooklyn Rd, Continental Dr, Waterloo Rd, Sagamore Rd and in The Point. | 1919001-001 | 3600 | 1440338 | 572908 | 2013246 | 75 | 0 | 0 | 0 | 0.036 | 75.036 | 140430
309 | Clayton Borough | Gloucester | Construction of a new .75 MG storage tank | 0801001-001 | 8180 | 2904000 | 905650 | 3809650 | 50 | 0 | 0 | 15 | 0.0818 | 65.0818 | 140430
334 | Brielle Borough | Monmouth | Replacement of a storage tank on Union Lane | 1308001-001 | 4774 | 1430000 | 587600 | 2017600 | 60 | 0 | 0 | 0 | 0.04774 | 60.0477 | 140430
336 | Flemington Boro | Hunterdon | Construction of production well #7R with pump, valving, meters, building, generator | 1009001-007 | 4250 | 565000 | 254250 | 819250 | 15 | 0 | 15 | 30 | 0.044 | 60.044 | 140430
337 | Flemington Boro | Hunterdon | Construction of production well #5R with pump, valving, meters, building, generator | 1009001-006 | 4250 | 1065000 | 470800 | 1535800 | 15 | 0 | 15 | 30 | 0.044 | 60.044 | 140430
338 | Stanhope Borough | Sussex | Rehabilitation of the 50,000 gallon Elevated storage tank | 1919001-002 | 3600 | 241500 | 108675 | 350175 | 60 | 0 | 0 | 0 | 0.036 | 60.036 | 140430
|  |  | 11 Projects | Total |  | 11216308 | 4438345 | 15654653
Possible Green Projects to be determined, if required
Note on G42: Josephine Craver: Should add to $502,000
Note on G92: Josephine Craver: Should add to $502,000