## 2015_C.3 (Jul-14) Sum SRF
Year | No. of Projects | Total Loan Amount
1998 | 10 | 39426841 | 39.4268
1999 | 21 | 37830424 | 37.8304
2000 | 27 | 47457078 | 47.4571
2001 | 37 | 71285682 | 71.2857
2002 | 25 | 44080955 | 44.081
2003 | 14 | 46152523 | 46.1525
2004 | 20 | 56191334 | 56.1913
2005 | 13 | 49146818 | 49.1468
2006 | 23 | 81442744 | 81.4427
2007 | 19 | 57848594 | 57.8486
2008 | 16 | 28421856 | 28.4219
2009 | 30 | 65798047 | 65.798
2010 | 34 | 102362386 | 102.3624
2012 | 44 | 120349701 | 120.3497
2013 | 18 | 51422155 | 51.4222
2014 | 32 | 55279132.46 | 55.2791
Total | 383 | 954496270.46 | 954.4963
The detailed lists of projects funded from 1998-2013 can be found on our website at:
http://www.nj.gov/dep/watersupply/dws_loans.html
You may also call us at (609) 292-5550 and request a hard copy.

## 2015_C.4 (Jul-14) Sum OS
Year | Total Loan Amount | No. of Projects
2001 | 60605200 | 1 | 60.6052
2002 | 8455264 | 1 | 8.4553
2006 | 21578106 | 1 | 21.5781
2007 | 55512787 | 15 | 55.5128
2008 | 56720443 | 15 | 56.7204
2009 | 58638782 | 22 | 58.6388
2010 | 14101099 | 3 | 14.1011
2011 | 5022860 | 11 | 5.0229
2012 | 17150040 | 3 | 17.15
Total | 297784581 | 72 | 297.7846
0
0
0
0
0
Note: Source of 2009 monies was ARRA

## 2015_C.5 (Jul-14)_ SFY2014Proj
SFY2014 DWSRF Funded Projects (May 2014)
RANK | SYSTEM NAME | PROJECT DESCRIPTION | PROJECT NUMBER | POPULATION | BUILDING COST | SUPPORT COST | TOTAL LOAN AMOUNT | FUND LOAN | PRINCIPAL FORGIVENESS (FUND LOAN) | TRUST LOAN | NANO LOAN
Supplemental Projects:
* | Boonton Town | Replacement of 1.0 MG storage tank with a new 1.0 MG steel tank on Green St & associated modifications | 1401001-002-1 | 9500 | 436197 | 323683 | 759880 | 569910 |  | 189970
| 1 project |  |  | Subtotal | 436197 | 323683 | 759880 | 569910 | 0 | 189970 |  | 75.0347
Legacy Project:
279 | Merchantville-Pennsauken | Rehabilitation of 3.0 MG Park Ave Storage Tank | 0424001-007 | 48997 | 2450000 | 82540 | 2532540 | 1928250 |  | 604290
| 1 Project |  |  | Subtotal | 2450000 | 82540 | 2532540 | 1928250 | 0 | 604290
Standard:
11 | Hammonton Town | Installation of radium removal treatment at well #4 | 0113001-006 | 11287 | 1650000 | 463334 | 2113334 | 1300000 | 433334 | 813334
18 | Newfield Borough | Installation of radium treatment for well # 5 with piping for chlorine contact time & emergency generator | 0813001-001 | 2065 | 826708 | 226292 | 1053000 | 789750 | 500000 | 263250 | X
20 | NJ American Water Company-Penns Grove | Construct a centralized water treatment plant at Ranney Station with a raw water main to transfer water from Layton Station (design build project) | 1707001-005 | 14400 | 9249583 | 2177442 | 11427025 | 6988500 | 1566666 | 4438525
54 | Willingboro MUA | Painting two 1 MG storage tanks-JFK Way and Ember Lane | 0338001-006 | 40000 | 469270 | 93521 | 562791 | 428859 |  | 133932
74 | Willingboro MUA | upgrades to eletrical for new emergency generator at well #9 | 0338001-004 | 40000 | 64150 | 53388 | 117538 | 90241 |  | 27297
76 | Long Beach Township (Brant Beach) | Replacment of 14,000 LF of water mains | 1517001-014 | 35550 | 2300675 | 245119 | 2545794 | 1941683 |  | 604111
87 | Vineland City | Replacement of radionuclide treatment at well #12 | 0614003-011 | 33000 | 2295918 | 470949 | 2766867 | 2110000 |  | 656867
96 | Manchester Utilities Authority | Rehabilitate High Service reservoir including security improvements | 1603001-012 | 12275 | 222687 | 38342 | 261029 | 196702 |  | 64327
97 | Manchester Utilities Authority | Rehabilitate Central Avenue Storage Tank | 1603001-006 | 12275 | 900000 | 140572 | 1040572 | 788434 |  | 252138
103 | Willingboro MUA | Replacement of 1,250 water meters | 0338001-007 | 40000 | 421945 | 47922 | 469867 | 357788 |  | 112079
139 | Hammonton Town | Replacement of water mains on Packard, Grape & 2nd Sts. | 0113001-009 | 11287 | 729010 | 261470 | 990480 | 755554 |  | 234926
140 | Hammonton Town | Replacement of water mains on Pratt St | 0113001-008 | 11287 | 305900 | 118445 | 424345 | 323660 |  | 100685
179 | Hamilton Township MUA | Replacement of antiquated water mains | 0112001-003 | 17892 | 1950000 | 710220 | 2660220 | 2027250 |  | 632970
191 | Gloucester City | Replacement of water mains on Hudson and Monouth Streets | 0414001-017 | 11484 | 233093 | 84592 | 317685 | 241252 |  | 76433
204 | Berkeley Township MUA | Install 10,000 LF of new water mains to existing homes that are serviced by private wells | 1505004-006 | 8130 | 1194452 | 478755 | 1673207 | 1260007 | 500000 | 413200 | X
234 | Ocean Township | Replacement of undersized water mains with 8 inch water mains in Barnegat | 1520001-005 | 12500 | 500000 | 72368 | 572368 | 433143 |  | 139225
238 | Middlesex Water Company | Cleaning & cement lining of mains in South Amboy (Phase 12) | 1225001-015 | 233376 | 3300000 | 412718 | 3712718 | 2815255 |  | 897463
245 | Pine Hill MUA | Rehabilitate the interior & exterior of the Mt Clement storage tank | 0428002-002 | 12492 | 240400 | 92302 | 332702 | 251049 |  | 81653
256 | Manchester Utilities Authority | Demolition of inoperational structures and building, security & SCADA improvements at old filter plant. | 1603001-013 | 12275 | 372739 | 351767 | 724506 | 546391 |  | 178115
274 | Old Bridge MUA | Replacement of 2,100 LF of water miain with 16 inch on Rte 516 | 1209002-010 | 66200 | 818631 | 391916 | 1210547 | 917835 |  | 292712
294 | Clinton Town | Replacement of 2,300 LF of 12 inch water main on Halstead St & Looping of 1,810 LF of 12 inch water main on Rte 31 | 1005001-005 | 12500 | 1241426 | 244675 | 1486101 | 1131183 |  | 354918
310 | Stanhope Borough | Replacement of water mains on Tower Dr, Brooklyn Rd, Continental Dr, Waterloo Rd, Sagamore Rd and in The Point. | 1919001-001 | 3600 | 1446175 | 432205 | 1878380 | 1419000 | 500000 | 459380 | X
340 | Matawan Borough | Structural improvement at the Middlesex storage tank | 1329001-005 | 8810 | 766123 | 105981.46 | 872104.46 | 660685 |  | 211419.46
341 | Clayton Borough | Construction of a new .75 MG storage tank | 0801001-001 | 8180 | 2173660 | 591520 | 2765180 | 2096250 | 369000 | 668930 | X
347 | Old Bridge MUA | Construct 12-inch and 16-inch pipe to connect the existing Higgins Road water storage tank to the existing Rt 516 ground water storage tank and rehabilitate tanks | 1209002-007 | 66200 | 3568125 | 1485020 | 5053145 | 3803813 |  | 1249332
367 | Brielle Borough | Replacement of a storage tank on Union Lane | 1308001-001 | 4774 | 2500000 | 971460 | 3471460 | 2646750 |  | 824710
369 | Stanhope Borough | Rehabilitation of the 50,000 gallon Elevated storage tank | 1919001-002 | 3600 | 311000 | -4160 | 306840 | 233250 |  | 73590 | X
381 | Independence MUA | Improvements to Autumn Lane pump station | 2112001-001 | 93 | 220000 | 42000 | 262000 | 196500 | 131000 | 65500 | X
387 | Gloucester City | Replacement of water meters with automatic read meters | 0414001-016 | 11484 | 744050 | 122857 | 866907 | 660362 |  | 206545
419 | Newfield Borough | Replacement of metering station at Vineland interconnection | 0813001-002 | 2065 | 40500 | 7500 | 48000 | 36000 |  | 12000 | X
| 30 Projects |  |  | Subtotal | 41056220 | 10930492.46 | 51986712.46 | 37447146 | 4000000 | 14539566.46
| 32 Total Projects |  |  | Total | 43942417 | 11336715.46 | 55279132.46 | 39945306 | 4000000 | 15333826.46

## 2015_C.6 (Jul-14) CompList
DWSRF Project Priority Comprehensive List
Ranking Categories
RANK | SYSTEM NAME | County | PROJECT DESCRIPTION | PROJECT NUMBER | POPULATION SERVED | BUILDING COST | SUPPORT COST | TOTAL PROJECT COST | *A | *B | *C | *D | *E | TOTAL POINTS | EST. STATE CERT. DATE (yymmdd)
1 | Passaic Valley WC | Passaic | Phase 1-Installation of four 2,500 kW diesel generators with buildings and fuel pumps at the Little Falls WTP; storage tanks | 1605002-025 | 314900 | 17649000 | 3578019 | 21227019 | 500 | 0 | 20 | 80 | 3.149 | 603.149 | 150430
2 | Passaic Valley WC | Passaic | Phase 1-installation of a 2.0 MG storage tank next to existing Verona storage tank | 1605002-024 | 314900 | 2970000 | 1080400 | 4050400 | 500 | 0 | 20 | 80 | 3.149 | 603.149 | 160430
3 | Passaic Valley WC | Passaic | Phase 1-Decommission the Levine Finished Water Reservoir and construct two new 2.5 MG water storage tank | 1605002-014 | 314900 | 15300000 | 4708000 | 20008000 | 500 | 0 | 20 | 80 | 3.149 | 603.149 | 160430
4 | Newark City | Essex | Construction of a cover for the Cedar Grove Reservoir | 0714001-012 | 280000 | 50000000 | 12730000 | 62730000 | 500 | 0 | 20 | 80 | 2.8 | 602.8 | 160430
5 | Hopatcong Borough | Sussex | Installation of 48-inch pipe at wells to increase chlorine contact time at nine wells | 1912001-009 | 7900 | 750000 | 337500 | 1087500 | 350 | 0 | 15 | 0 | 0.079 | 365.079 | 160430
6 | Willingboro MUA | Burlington | Installation of radium removal treatment at well #5 | 0338001-009 | 40000 | 2620000 | 968400 | 3588400 | 250 | 75 | 20 | 15 | 0.4 | 360.4 | 160430
7 | East Orange Water Commission | Essex | Installation of VOC treatment at White Oak Ridge PS and rehabilitation of wells to increase deficiency | 0705001-011 | 81500 | 8912000 | 2702960 | 11614960 | 250 | 50 | 5 | 30 | 0.815 | 335.815 | 150430
8 | Aqua NJ - Hamilton | Mercer | Addition of radium treatment at Well 9 to resolve MCL exceedance | 1103001-005 | 49000 | 583100 | 267423 | 850523 | 250 | 50 | 0 | 0 | 0.49 | 300.49 | 160430
9 | North Shore Water Association | Sussex | Drilling of test well(s) | 1904004-004 | 105 | 100000 | 74000 | 174000 | 300 | 0 | 0 | 0 | 0.00105 | 300.0011 | 150430
10 | North Shore Water Association | Sussex | Resolution of nitrate issue-new well(s) with treatment | 1904004-001 | 105 | 360000 | 92000 | 452000 | 300 | 0 | 0 | 0 | 0.00105 | 300.0011 | 150430
12 | Pemberton Township | Burlington | Installation of radium treatment on well # 11 in accordance with ACO | 0329004-004 | 10900 | 2295000 | 825600 | 3120600 | 250 | 0 | 15 | 30 | 0.109 | 295.109 | 160430
13 | North Jersey District WS | Passaic | Construction of a new 50 MGD Bellville Pump Station, purchase the Virginia Street Pump Station and 60-inch transmission mains, modifications to the Virginia Street Pump Station, and construct flow metering stations | 1613001-013 | 859318 | 25000000 | 7230000 | 32230000 | 160 | 50 | 20 | 30 | 8.5932 | 268.5932 | 160430
14 | Belleville Township | Essex | Replacement of 7,000 lead service lines | 0701001-003 | 35928 | 14000000 | 4370000 | 18370000 | 250 | 0 | 0 | 15 | 0.35928 | 265.3593 | 160430
15 | Belleville Township | Essex | Installation of lead corrosion control measures at four interconnections | 0701001-004 | 35928 | 400000 | 180000 | 580000 | 250 | 0 | 0 | 15 | 0.35928 | 265.3593 | 160430
16 | Winslow Township | Camden | Add radium removal treatment at existing wells 1 and 8 to correct Maximum Contaminant Level violations | 0436007-006 | 26564 | 4953080 | 1714986 | 6668066 | 250 | 0 | 15 | 0 | 0.26564 | 265.2656 | 160430
17 | Upper Deerfield Twp | Cumberland | Radium Treatment Removal for Love Lane WTP (wells # 3 & 4) | 0613004-001 | 4500 | 2200000 | 834000 | 3034000 | 250 | 0 | 0 | 15 | 0.045 | 265.045 | 160430
19 | Sea Village Marina | Atlantic | Installation of 4,500 LF of water main to connect with NJAWCo to resolve a contaminated source issue in accordance with ACO | 0108021-002 | 160 | 725000 | 419000 | 1144000 | 250 | 0 | 0 | 15 | 0.0016 | 265.0016 | 150430
21 | Newark City | Essex | Backwash, chlorination system & sludge lagoon upgrades at Pequannock WTP | 0714001-016 | 280000 | 6658000 | 2260600 | 8918600 | 100 | 50 | 20 | 80 | 2.8 | 252.8 | 150430
22 | Ramsey Board of Public Utilities | Bergen | Arsenic treatment system at the Spring Street Treatment Facility | 0248001-009 | 16350 | 422903 | 228977 | 651880 | 250 | 0 | 0 | 0 | 0.1635 | 250.1635 | 160430
23 | Sparta Township Water Utility | Sussex | Installation of uranium treatment equipment at two of the existing Autumn Hill well house (Well 1 and Well 2) | 1918004-003 | 15726 | 350000 | 28000 | 378000 | 250 | 0 | 0 | 0 | 0.15726 | 250.1573 | 160430
24 | Saddle Brook Township | Bergen | Main replacement and looping to resolve low chlorine residual | 0257001-002 | 13155 | 1340750 | 559040 | 1899790 | 250 | 0 | 0 | 0 | 0.13155 | 250 | 150430*
25 | Newark City | Essex | Cleaning & lining of 61,000 LF of 6, 8 & 12-inch water mains | 0714001-015 | 280000 | 8000000 | 2690000 | 10690000 | 75 | 50 | 20 | 80 | 2.8 | 227.8 | 150430
26 | Newark City | Essex | Upgrade transmission mains to gravity feed 260A Zone to 360 Zone | 0714001-017 | 280000 | 971100 | 778900 | 1750000 | 75 | 50 | 20 | 80 | 2.8 | 227.8 | 150430
27 | Camden City | Camden | Replacement of water mains on South Merrimac Road and New Hampshire Road | 0408001-004 | 50000 | 4100000 | 1442000 | 5542000 | 75 | 50 | 20 | 80 | 0.5 | 225.5 | 160430
28 | Bridgeton City | Cumberland | Replacement of 2,190 LF of 6 inch with 8 inch main | 0601001-005 | 22770 | 1723000 | 534600 | 2257600 | 75 | 50 | 15 | 80 | 0.2277 | 220.2277 | 160430
29 | New Brunswick City | Middlesex | Repairs to 3 pumping stations including replacement of pumps, motors and control systems | 1214001-004 | 50000 | 2960000 | 1077200 | 4037200 | 60 | 50 | 25 | 80 | 0.5 | 215.5 | 160430
30 | Camden City | Camden | Rehabilitate the North Camden pump station | 0408001-006 | 50000 | 500000 | 225000 | 725000 | 60 | 50 | 20 | 80 | 0.5 | 210.5 | 160430
31 | Atlantic City MUA | Atlantic | Installation of solar system at offices and at WTP | 0102001-005 | 47011 | 4000000 | 1410000 | 5410000 | 45 | 50 | 35 | 80 | 0.47011 | 210.4701 | 160430
32 | Willingboro MUA | Burlington | Replacement of electrical, distribution equipment and generator at well # 6 WTP | 0338001-005 | 40000 | 522000 | 236800 | 758800 | 100 | 75 | 20 | 15 | 0.4 | 210.4 | 150430
33 | Aqua NJ - Northern | Warren | Replacement of 7,080 LF of undersized water mains in Philipsburg | 2119001-008 | 33560 | 1062000 | 469840 | 1531840 | 75 | 50 | 0 | 80 | 0.3345 | 205.3345 | 160430
34 | Passaic Valley WC | Passaic | Upgrade residual treatment process to include belt thickners | 1605002-018 | 302900 | 5000000 | 1730000 | 6730000 | 100 | 0 | 20 | 80 | 3.029 | 203.029 | 160430
35 | Newark City | Essex | Construction of an ozonation facility | 0714001-001 | 280000 | 10000000 | 3330000 | 13330000 | 100 | 0 | 20 | 80 | 2.8 | 202.8 | 160430
36 | Newark City | Essex | Removal and disposal of sludge from lagoon | 0714001-013 | 280000 | 3000000 | 1090000 | 4090000 | 100 | 0 | 20 | 80 | 2.8 | 202.8 | 160430
37 | Camden City | Camden | Replacement of VOC tower media, removal and replacement of existing degasifier, and restoration of surface treatments and finishes for the pressure filter at Parkside WTP | 0408001-016 | 50000 | 245277 | 94427 | 339704 | 100 | 0 | 20 | 80 | 0.5 | 200.5 | 160430
38 | Camden City | Camden | Morris-Delair WTP improvements - Phase II - Upgrade plant SCADA system, replace existing sludge pumps, install safety guards, self closing gates at work platforms, new booster pumps and four new wells | 0408001-015 | 50000 | 919790 | 354102 | 1273892 | 100 | 0 | 20 | 80 | 0.5 | 200.5 | 160430
39 | Salem City | Salem | Upgrades to WTP to address taste and odor problems | 1712001-003 | 5857 | 4500000 | 1570000 | 6070000 | 100 | 0 | 15 | 80 | 0.05857 | 195.0586 | 160430
40 | Egg Harbor City | Atlantic | Replacement of a water treatment plant | 0107001-002 | 4700 | 8500000 | 2234370 | 10734370 | 100 | 0 | 15 | 80 | 0.047 | 195.047 | 160430
41 | Willingboro MUA | Burlington | Replacement of 6 & 8 inch mains in RIttenhouse section | 0338001-003 | 40000 | 1585600 | 637392 | 2222992 | 75 | 75 | 20 | 15 | 0.4 | 185.4 | 160430
42 | Willingboro MUA | Burlington | Replacement of 56,000 LF of 6 and 8-inch mains-Twin Hills | 0338001-002 | 40000 | 8100000 | 1985440 | 10085440 | 75 | 75 | 20 | 15 | 0.4 | 185.4 | 160430
43 | Tuckerton Borough | Ocean | Rehabilitation of three green sand filter tanks and one backwash tank | 1532002-004 | 3365 | 109000 | 49050 | 158050 | 100 | 35 | 15 | 30 | 0.033 | 180.033 | 160430
44 | Passaic Valley WC | Passaic | Replace approximately 200 large antiquated valves | 1605002-015 | 302900 | 2000000 | 770000 | 2770000 | 75 | 0 | 20 | 80 | 3.029 | 178.029 | 160430
45 | Passaic Valley WC | Passaic | Installation of 7000 LF of 12-inch main to replace Granite Ave storage tank | 1605002-017 | 302900 | 1700000 | 674000 | 2374000 | 75 | 0 | 20 | 80 | 3.029 | 178.029 | 160430
46 | Passaic Valley WC | Passaic | Installation of 2200 LF of 12-inch main to connect Eastside Pumping station to Paterson's downtown area | 1605002-019 | 302900 | 600000 | 270000 | 870000 | 75 | 0 | 20 | 80 | 3.029 | 178.029 | 160430
47 | Newark City | Essex | Rehab of 42-inch Steel water main including cleaning & lining | 0714001-002 | 280000 | 3000000 | 1090000 | 4090000 | 75 | 0 | 20 | 80 | 2.8 | 177.8 | 160430
48 | Newark City | Essex | Cleaning and lining of water mains, upgrading 4 inch mains to 6 & 8 inch mains, replace old fire hydrants | 0714001-008 | 280000 | 24800000 | 7178000 | 31978000 | 75 | 0 | 20 | 80 | 2.8 | 177.8 | 160430
49 | Newark City | Essex | Replacement of 12,000 Lead service lines | 0714001-009 | 280000 | 30000000 | 8530000 | 38530000 | 75 | 0 | 20 | 80 | 2.8 | 177.8 | 160430
50 | Camden City | Camden | Replacement of Lead Service Lines in schools including child care centers approved by the City of Camden Board of Education | 0408001-014 | 50000 | 567000 | 255150 | 822150 | 75 | 0 | 20 | 80 | 0.5 | 175.5 | 160430
51 | Camden City | Camden | Cleaning & Lining of distribution and transmission mains on Cooper, Federal, Arch & Market Streets, Delaware Ave., Riverside & Aquarium Drives | 0408001-013 | 50000 | 7971514 | 3068877 | 11040391 | 75 | 0 | 20 | 80 | 0.5 | 175.5 | 160430
52 | Camden City | Camden | Cleaning and lining of approximately 57,000 feet of various transmission mains ranging in size between 16 to 36 inches in diameter | 0408001-020 | 50000 | 7358322 | 2832808 | 10191130 | 75 | 0 | 20 | 80 | 0.5 | 175.5 | 160430
53 | Wildwood City | Cape May | Replacement & looping of water mains in Wildwood Crest | 0514001-002 | 59465 | 2057000 | 473110 | 2530110 | 75 | 0 | 15 | 80 | 0.59465 | 170.5947 | 150430
55 | Manchester Township | Ocean | Water main replacement on Northampton Blvd; Yorkshire Ct water main replacement; Wilbur Ave & Holly Rd intersection water main reconstruction & 10th Ave water main extension | 1518005-001 | 26877 | 243890 | 52682 | 296572 | 75 | 0 | 15 | 80 | 0.26877 | 170.2688 | 160430
56 | Ocean Township | Ocean | Replacement of undersized water mains in Skippers Cove & Pebble Beach Area | 1520001-006 | 12500 | 2000000 | 417000 | 2417000 | 75 | 75 | 20 | 0 | 0.125 | 170.125 | 150430
57 | Mountain Shores POA | Morris | Replacement of 2,500 LF of water main and installation of 900 LF of water main to connect to Jefferson Twp water system | 1414009-001 | 80 | 1200000 | 132695 | 1332695 | 170 | 0 | 0 | 0 | 0.0008 | 170.0008 | 150430
58 | Arthur Road Well Association | Sussex | Connection of this system to Hopatcong Borough to resolve capacity development issues including sealing of existing well and replacement of water mains within the Arthur Road area. | 1912007-001 | 60 | 200000 | 169750 | 369750 | 170 | 0 | 0 | 0 | 0.0006 | 170.0006 | 160430
59 | Passaic Valley WC | Passaic | Decommissing of Granite Avenue Tank | 1605002-023 | 302900 | 1700000 | 674000 | 2374000 | 60 | 0 | 20 | 80 | 3.029 | 163.029 | 160430
60 | Passaic Valley WC | Passaic | Replacement of Prospect Park storage tank | 1605002-020 | 302900 | 800000 | 360000 | 1160000 | 60 | 0 | 20 | 80 | 3.029 | 163.029 | 160430
61 | Newark City | Essex | Construction of a hydro-electric facility at the pre-treatment plant screen building | 0714001-007 | 280000 | 6000000 | 2050000 | 8050000 | 45 | 0 | 35 | 80 | 2.8 | 162.8 | 160430
62 | Camden City | Camden | Rehabiliation and painting of a 5 MG standpipe (North Camden Tank) and two 2 MG elevated tanks (Kaighn Avenue and Whitman Park Tank) | 0408001-018 | 50000 | 4000000 | 1332222 | 5332222 | 60 | 0 | 20 | 80 | 0.5 | 160.5 | 150430
63 | Netcong Borough | Morris | Replacement of leaking water mains | 1428001-002 | 3236 | 1150000 | 498000 | 1648000 | 75 | 50 | 20 | 15 | 0.03236 | 160.0324 | 160430
64 | North Jersey District WS | Passaic | Improvement of chemical feed equipment, pressure gauges, meters and alarms for increased security measures | 1613001-012 | 859318 | 500000 | 225000 | 725000 | 100 | 0 | 20 | 30 | 8.5932 | 158.5932 | 160430
65 | North Jersey District WS | Passaic | Construction of a 6 MG baffled clearwell and rehab of an existing clearwell to include baffles | 1613001-014 | 859318 | 5000000 | 1730000 | 6730000 | 100 | 0 | 20 | 30 | 8.5932 | 158.5932 | 160430
66 | North Jersey District WS | Passaic | Install 6 Layer Aerators including air piping and appurtenances. Purchase and install one unit of variable speed, oil-free compressor w/ instrumentations | 1613001-016 | 859318 | 1000000 | 450000 | 1450000 | 100 | 0 | 20 | 30 | 8.5932 | 158.5932 | 160430
67 | North Jersey District WS | Passaic | Rehabilitation of existing WTP including (1) repainting waste washwater storage, surge tank and filter gallery; prevention of stagnation at the Balancing Reservoir (2) Install permanent centrifuge in the existing Residuals Treatment Facility (3) Provide S | 1613001-020 | 859318 | 4250000 | 1490000 | 5740000 | 100 | 0 | 20 | 30 | 8.5932 | 158.5932 | 160430
68 | North Jersey District WS | Passaic | Replace Sedimentation basins 5 and 6 with high rate clarifiers-Design Build Project | 1613001-022 | 859318 | 12095000 | 3874700 | 15969700 | 100 | 0 | 20 | 30 | 8.5932 | 158.5932 | 150430
69 | North Jersey District WS | Passaic | Treatment technique to recycle lagoon discharge to head of plant-design build | 1613001-025 | 859318 | 5130000 | 1771600 | 6901600 | 100 | 0 | 20 | 30 | 8.5932 | 158.5932 | 150430
70 | North Jersey District WS | Passaic | Installation of low lift natural gas pump-design/build | 1613001-026 | 859318 | 9142875 | 3055720 | 12198595 | 100 | 0 | 20 | 30 | 8.5932 | 158.5932 | 150430
71 | North Jersey District WS | Passaic | Expansion of Aeration System-design/build | 1613001-027 | 859318 | 1554000 | 627280 | 2181280 | 100 | 0 | 20 | 30 | 8.5932 | 158.5932 | 150430
72 | North Jersey District WS | Passaic | Filter building pipe gallery dehumidification and painting-design/build | 1613001-028 | 859318 | 1246000 | 528720 | 1774720 | 100 | 0 | 20 | 30 | 8.5932 | 158.5932 | 150430
73 | North Jersey District WS | Passaic | Rehabilitation of settling basins 1-4 flocculators-design/build | 1613001-029 | 859318 | 1970000 | 760400 | 2730400 | 100 | 0 | 20 | 30 | 8.5932 | 158.5932 | 150430
75 | Willingboro MUA | Burlington | Installation of generator at three wells | 0338001-010 | 40000 | 522000 | 256000 | 778000 | 45 | 75 | 20 | 15 | 0.4 | 155.4 | 150430
77 | Long Beach Township (Brant Beach) | Ocean | Replacment of water mains | 1517001-013 | 35550 | 2466545 | 919294 | 3385839 | 75 | 50 | 0 | 30 | 0.3555 | 155.3555 | 160430
78 | Manchester Township | Ocean | Painting of 1.0 MG elevated storage tank | 1518005-002 | 26877 | 277500 | 67734 | 345234 | 60 | 0 | 15 | 80 | 0.26877 | 155.2688 | 160430
79 | Tuckerton Borough | Ocean | Replacement of 5,000 LF of water mains | 1532002-005 | 3365 | 899846 | 336974 | 1236820 | 75 | 35 | 15 | 30 | 0.033 | 155.033 | 150430
80 | Middlesex Water Company | Middlesex | Construction of a 48-inch, 30,000 LF of finished water supply Transmission main from Carl J Olsen WTP to intersect Tices Lane and Old Bridge Turnpike in East Brunswick | 1225001-018 | 233376 | 23200000 | 6762000 | 29962000 | 75 | 75 | 0 | 0 | 2.3338 | 152.3338 | 160430
81 | Middlesex Water Company | Middlesex | Cleaning & cement lining of mains (Phase 13) | 1225001-016 | 233376 | 4000000 | 1410000 | 5410000 | 75 | 75 | 0 | 0 | 2.3338 | 152.3338 | 150430
82 | Middlesex Water Company | Middlesex | Replacement of 5,000 LF of 24-inch cast iron mains from Main Street in the Borough of Sayreville across the Raritan River to the City of Perth Amboy. | 1225001-019 | 233376 | 4200000 | 1474000 | 5674000 | 75 | 75 | 0 | 0 | 2.3338 | 152.3338 | 160430
83 | Mahwah Township | Bergen | Rehabilitation of Ford Wellfield treatment, pumps & motors, electrical, SCADA and transmission mains | 0233001-006 | 24062 | 4600000 | 1585268 | 6185268 | 100 | 50 | 0 | 0 | 0.24062 | 150.2406 | 160430
84 | Newark City | Essex | Rehabilitation of the basculate gate at the Charlotteburgh Reservoir with alarm and control systems | 0714001-011 | 280000 | 2000000 | 770000 | 2770000 | 45 | 0 | 20 | 80 | 2.8 | 147.8 | 160430
85 | Vineland City | Cumberland | Upgrades to the existing water treatment plant at well #13 with new replacement well #18. Decommission well #13. | 0614003-013 | 33000 | 4000000 | 1410000 | 5410000 | 100 | 0 | 15 | 30 | 0.33 | 145.33 | 160430
86 | Vineland City | Cumberland | Upgrades to well #4 water treatment plant including a new air stripping tower | 0614003-012 | 33000 | 756000 | 340200 | 1096200 | 100 | 0 | 15 | 30 | 0.33 | 145.33 | 160430
88 | Stafford Township | Ocean | Replacement of 1,600 LF of water main on Charles Blvd | 1530004-017 | 28868 | 363066 | 163380 | 526446 | 75 | 35 | 20 | 15 | 0.28868 | 145.2887 | 160430
89 | Stafford Township | Ocean | Installation of 5,000 LF of main under the GSP as secondary crossing | 1530004-016 | 28868 | 3000000 | 1090000 | 4090000 | 75 | 35 | 20 | 15 | 0.28868 | 145.2887 | 160430
90 | Stafford Township | Ocean | Replacement of water main with 12" on Mill Creek Road | 1530004-018 | 28868 | 1571175 | 632776 | 2203951 | 75 | 35 | 20 | 15 | 0.28868 | 145.2887 | 150430
91 | Berkeley Township MUA | Ocean | Install new solar panels at treatment plant | 1505004-003 | 8130 | 750000 | 337500 | 1087500 | 45 | 0 | 20 | 80 | 0.0813 | 145.0813 | 160430
92 | Egg Harbor City | Atlantic | Construction of a new storage tank | 0107001-001 | 4700 | 2000000 | 370000 | 2370000 | 50 | 0 | 15 | 80 | 0.047 | 145.047 | 160430
93 | Aqua NJ - Southern | Camden | Replacement of 5,900 LF of water main on Lakeside, East Blenheim, Haines, Lake & Church, etc | 0415002-008 | 49350 | 936100 | 455338 | 1391438 | 75 | 50 | 0 | 15 | 0.4935 | 140.4935 | 160430
94 | Long Beach Township (Brant Beach) | Ocean | Rehabilitation of four storage tanks-Beach Haven Terrace, Brant Beach, Holgate & Pehala Park | 1517001-012 | 35550 | 1000000 | 450000 | 1450000 | 60 | 50 | 0 | 30 | 0.3555 | 140.3555 | 160430
95 | Ocean Township | Ocean | Replacement of generator @ well #5 and demolish generator @ Pebble Beach WTP | 1520001-500 | 12500 | 715000 | 214000 | 929000 | 45 | 75 | 20 | 0 | 0.125 | 140.125 | 150430
98 | Manchester Utilities Authority | Passaic | Replace existing booster station at former filter plant with new booster station at Morley and High Mountain in North Haledon | 1603001-007 | 12275 | 1100000 | 482000 | 1582000 | 60 | 50 | 15 | 15 | 0.12275 | 140.1227 | 160430
99 | Tuckerton Borough | Ocean | Rehabilitation of the 1.5 MG storage tank | 1532002-003 | 3365 | 1000000 | 255000 | 1255000 | 60 | 35 | 15 | 30 | 0.033 | 140.033 | 150430
100 | Waterford Township MUA | Camden | New water mains for Maximum Contaminant Level violations: Jackson Rd., Third St., Gardens Ave., Carolyn Ave., Murray Hill Dr., Denver Ave., Clifford Ave. | 0435003-001 | 2408 | 1465738 | 599036 | 2064774 | 125 | 0 | 15 | 0 | 0.02408 | 140.0241 | 160430
101 | Middlesex Water Company | Middlesex | Replace the Tingley Lane pump station | 1225001-020 | 233376 | 10000000 | 3330000 | 13330000 | 60 | 75 | 0 | 0 | 2.3338 | 137.3338 | 160430
102 | Brick Township MUA | Ocean | Replace gaseous chlorine with sodium hypochlorite as part of overall chemical upgrades to WTP | 1506001-002 | 134108 | 5000000 | 1730000 | 6730000 | 100 | 0 | 20 | 15 | 1.3411 | 136.3411 | 160430
104 | North Jersey District WS | Passaic | Rehab of the Kearny/Bayonne Transmission main | 1613001-009 | 859318 | 5600000 | 1922000 | 7522000 | 75 | 0 | 20 | 30 | 8.5932 | 133.5932 | 160430
105 | North Jersey District WS | Passaic | Construct a 48 inch by-pass main and rehabilitate the single 70+ yr old 74 inch aqueduct | 1613001-006 | 859318 | 15000000 | 4630000 | 19630000 | 75 | 0 | 20 | 30 | 8.5932 | 133.5932 | 160430
106 | Passaic Valley WC | Passaic | Installation of a back up Wanaque interconnection line | 1605002-010 | 302900 | 750000 | 337500 | 1087500 | 30 | 0 | 20 | 80 | 3.029 | 133.029 | 160430
107 | Passaic Valley WC | Passaic | Emergency interconnection upgrade between PVWC and United Water that supply water to the Borough of Lodi | 1605002-022 | 302900 | 2000000 | 770000 | 2770000 | 30 | 0 | 20 | 80 | 3.029 | 133.029 | 160430
108 | Passaic Valley WC | Passaic | Upgrade the interconnection with United WC | 1605002-016 | 302900 | 2000000 | 770000 | 2770000 | 30 | 0 | 20 | 80 | 3.029 | 133.029 | 160430
109 | Jersey City/Jersey City MUA | Hudson | Clean & line 18,000 LF of 6", 8" & 10" water main & replace 4,000 LF ofwater main | 0906001-010 | 247000 | 5000000 | 1730000 | 6730000 | 75 | 0 | 25 | 30 | 2.47 | 132.47 | 150430
110 | NJ City University/Jersey City | Hudson | Redevelopment of Brownfield site to the west of the New Jersey City University main campus that includes installation of 6,8 and 12-inch Ductile Iron Pipes | 0906001-005 | 229000 | 882867 | 388980 | 1271847 | 75 | 0 | 25 | 30 | 2.29 | 132.29 | 160430
111 | Brick Township MUA | Ocean | Installation of emergency generators w/ controls & instrumentation at 3 booster pump stations | 1506001-004 | 134108 | 450000 | 160980 | 610980 | 45 | 50 | 20 | 15 | 1.3411 | 131.3411 | 160430
112 | Perth Amboy City | Middlesex | Sandblast & paint aerator, clarifiers, lime silos & dust collectors @ WTP | 1216001-006 | 50815 | 600000 | 270000 | 870000 | 100 | 0 | 0 | 30 | 0.50815 | 130.5082 | 150430
113 | Pine Hill MUA | Camden | Construction of GAC filtration system for removal of IPMP - Critical Area #2 | 0428002-001 | 12492 | 250000 | 112500 | 362500 | 100 | 0 | 0 | 30 | 0.12492 | 130.1249 | 160430
114 | Bellmawr Borough | Camden | Replace back wash tanks and emergency generators at Warren Ave and Leaf Ave WTP's | 0404001-005 | 11583 | 464530 | 137470 | 602000 | 100 | 0 | 0 | 30 | 0.11583 | 130.1158 | 150430
115 | Sussex Borough | Sussex | Water Treatment Plant upgrades | 1921001-001 | 2666 | 116857 | 3506 | 120363 | 100 | 0 | 0 | 30 | 0.02666 | 130.0267 | 160430
116 | Central Regional Board of Ed. Bayville | Ocean | Additional treatment on existing well | 1505355-001 | 2500 | 1000000 | 450000 | 1450000 | 100 | 0 | 0 | 30 | 0.025 | 130.025 | 160430
117 | Bayview Water Co./Downe Twp | Cumberland | Construction of new storage tank on New Jersey Avenue | 0604001-004 | 770 | 600000 | 270000 | 870000 | 50 | 0 | 0 | 80 | 0.0077 | 130.0077 | 160430
118 | Newark City | Essex | Replacement of 38,234 old water meters in the distribution system. Size ranges from 5/8" to 8" | 0714001-010 | 280000 | 19000000 | 5670000 | 24670000 | 25 | 0 | 20 | 80 | 2.8 | 127.8 | 160430
119 | Jersey City/Jersey City MUA | Hudson | Installation of 8,600 LF of 24" & 30" transmission main for looping | 0906001-006 | 247000 | 13500000 | 3647000 | 17147000 | 75 | 0 | 20 | 30 | 2.47 | 127.47 | 150430
120 | Jersey City/Jersey City MUA | Hudson | Replacement of approximately 30 large valves over 12 inches in diameter throughout the water aqueduct and distribution system | 0906001-011 | 247000 | 3600000 | 1228000 | 4828000 | 75 | 0 | 20 | 30 | 2.47 | 127.47 | 150430*
121 | Jersey City/Jersey City MUA | Hudson | Replacement of approx 20,000 linear ft of water mains in area bounded by Manila Ave, First St, Brunswick St, and Fifth St. Small portion of Coles St between First St and Columbus Dr also included. | 0906001-012 | 247000 | 12000000 | 3850000 | 15850000 | 75 | 0 | 25 | 30 | 2.47 | 127.47 | 150430*
122 | Bayonne MUA | Hudson | Rehabilitation of gate house valve chamber and venturi flow meter | 0901001-004 | 61842 | 900000 | 387000 | 1287000 | 75 | 0 | 20 | 30 | 0.61842 | 125.6184 | 160430
123 | Ramsey Board of Public Utilities | Bergen | Construction of mains (Rte 17, Grant & Airmount) | 0248001-001 | 16350 | 1690000 | 670800 | 2360800 | 75 | 50 | 0 | 0 | 0.1635 | 125.1635 | 160430
124 | Ramsey Board of Public Utilities | Bergen | Replacement of mains (Carol & Maple) | 0248001-002 | 16350 | 1340000 | 558800 | 1898800 | 75 | 50 | 0 | 0 | 0.1635 | 125.1635 | 160430
125 | Ramsey Board of Public Utilities | Bergen | Construction of mains (Rte 17, Snyder & Airmount) | 0248001-003 | 16350 | 985000 | 443250 | 1428250 | 75 | 50 | 0 | 0 | 0.1635 | 125.1635 | 160430
126 | Ramsey Board of Public Utilities | Bergen | Construction of mains (Lakeview & Airmount) | 0248001-004 | 16350 | 795000 | 357750 | 1152750 | 75 | 50 | 0 | 0 | 0.1635 | 125.1635 | 160430
127 | Harrison Water Dept | Hudson | Cleaning & Lining of mains on Grant Ave., Cleveland Ave., & Hamilton Street | 0904001-001 | 14425 | 5500000 | 1890000 | 7390000 | 75 | 0 | 20 | 30 | 0.14425 | 125.1442 | 160430
128 | Harrison Water Dept | Hudson | Cleaning and Lining and of approximately 3,000 LF of 10, 12 and 14 inch mains | 0904001-004 | 14425 | 2000000 | 770000 | 2770000 | 75 | 0 | 20 | 30 | 0.14425 | 125.1442 | 160430
129 | Harrison Water Dept | Hudson | Replacement of 3,160 LF of water mains on S 2nd, Frank E. Rogers Blvd & Scott Mobus Place | 0904001-005 | 14425 | 1500000 | 610000 | 2110000 | 75 | 0 | 20 | 30 | 0.14425 | 125.1442 | 160430
130 | Berkeley Township MUA | Ocean | Install automated meter reading system throughout the service area to improve the speed and reliability of billing records | 1505004-004 | 8130 | 500000 | 225000 | 725000 | 25 | 0 | 20 | 80 | 0.0813 | 125.0813 | 160430
131 | Vineland City | Cumberland | Replacement of 2,300 LF of 8-, 10- and 12-inch water mains | 0614003-008 | 33000 | 350000 | 157500 | 507500 | 75 | 0 | 15 | 30 | 0.33 | 120.33 | 160430
132 | Vineland City | Cumberland | Replacement of 1.4 miles of 8-inch with 10 -inch water mains | 0614003-007 | 33000 | 1100000 | 482000 | 1582000 | 75 | 0 | 15 | 30 | 0.33 | 120.33 | 160430
133 | Vineland City | Cumberland | Construction of .4 miles of 12-inch water mains to loop dead ends and enhance water pressure | 0614003-009 | 33000 | 200000 | 90000 | 290000 | 75 | 0 | 15 | 30 | 0.33 | 120.33 | 160430
134 | Rahway City | Union | Rahway Water Treatment Plant Filter System Upgrade to membrane filtration & new interconnection with MWCo | 2013001-007 | 27785 | 13300000 | 3922000 | 17222000 | 100 | 0 | 5 | 15 | 0.27785 | 120.2779 | 150430
135 | Manchester Township | Ocean | Installation of an automated meter reading system | 1518005-003 | 26877 | 2591600 | 632183 | 3223783 | 25 | 0 | 15 | 80 | 0.26877 | 120.2688 | 160430
136 | Hammonton Town | Atlantic | Water main extension along Egg Harbor Road, and Eighth Street to create loops and eliminate dead ends | 0113001-001 | 11287 | 250000 | 112500 | 362500 | 75 | 0 | 15 | 30 | 0.11287 | 120.1129 | 160430
137 | Hammonton Town | Atlantic | Replacement of water mains on Central Ave., Golf Dr., & 12th Street. | 0113001-002 | 11287 | 1000000 | 450000 | 1450000 | 75 | 0 | 15 | 30 | 0.11287 | 120.1129 | 160430
138 | Hammonton Town | Atlantic | Replacement of 2,900 LF of water mains on Rte 54 | 0113001-003 | 11287 | 485000 | 218250 | 703250 | 75 | 0 | 15 | 30 | 0.11287 | 120.1129 | 160430
141 | Pemberton Township | Burlington | Replacement of 4,900 LF of water mains on Ivy, Crescent, No Shore, Peony, Verbena, Sunset & Golf Club Sts | 0329004-006 | 10900 | 400000 | 193000 | 593000 | 75 | 0 | 15 | 30 | 0.109 | 120.109 | 160430
142 | North Jersey District WS | Passaic | (1) Replacement of existing traveling screen, large valves and instrumentation improvements at Ramapo Pump Station (2) Replacement of antiquated electrical equipment at Treatment Plant Raw Water Pump Station | 1613001-019 | 859318 | 12000000 | 3850000 | 15850000 | 60 | 0 | 20 | 30 | 8.5932 | 118.5932 | 160430
143 | Passaic Valley WC | Passaic | Replacement of surface water intake facilities on the Passaic River | 1605002-009 | 302900 | 800000 | 360000 | 1160000 | 15 | 0 | 20 | 80 | 3.029 | 118.029 | 160430
144 | Middlesex Water Company | Middlesex | Installation of nanofiltration for hardness removal (No. Tingley Lane) | 1225001-003 | 233376 | 1500000 | 610000 | 2110000 | 40 | 75 | 0 | 0 | 2.3338 | 117.3338 | 160430
145 | Middlesex Water Company | Middlesex | Installation of nanofiltration for hardness removal (So. Tingley Lane) | 1225001-004 | 233376 | 2000000 | 770000 | 2770000 | 40 | 75 | 0 | 0 | 2.3338 | 117.3338 | 160430
146 | Winslow Township | Camden | New 1.0 MG finished water storage tank | 0436007-003 | 26564 | 1000000 | 450000 | 1450000 | 50 | 50 | 15 | 0 | 0.26564 | 115.2656 | 160430
147 | Barnegat Twp | Ocean | Install emergency generator for well #4 | 1533001-500 | 20935 | 150000 | 145973 | 295973 | 45 | 35 | 20 | 15 | 0.20935 | 115.2094 | 150430
148 | Berlin Borough | Camden | Repairs to Plant#1 filter and complete replacement of filter media | 0405001-005 | 13121 | 80500 | 36565 | 117065 | 100 | 0 | 15 | 0 | 0.13121 | 115.1312 | 160430
149 | Long Beach Twp | Ocean | Demolish and replace damaged pump room @ Beach Haven Terrace WTP | 1517001-500 | 8885 | 1500000 | 1415250 | 2915250 | 100 | 0 | 0 | 15 | 0.08885 | 115.0888 | 150430
150 | Long Beach Twp | Ocean | Demolish and replace damaged pump room @ Brant Beach | 1517001-501 | 8885 | 837500 | 365000 | 1202500 | 100 | 0 | 0 | 15 | 0.08885 | 115.0888 | 150430
151 | Berkeley Township MUA | Ocean | Installation off new well #4 with 1,000 LF of main to connect to the WTP | 1505004-007 | 8130 | 850000 | 308000 | 1158000 | 15 | 0 | 20 | 80 | 0.0813 | 115.0813 | 150430
152 | Beach Haven Borough | Ocean | Demolish and replace damaged pump room @ WTP | 1503001-500 | 7450 | 837500 | 365000 | 1202500 | 100 | 0 | 0 | 15 | 0.0745 | 115.0745 | 150430
153 | Hightstown Borough | Mercer | Construct 80,000 gallon backwash tank and re-line existing lagoons | 1104001-003 | 5516 | 450000 | 202500 | 652500 | 100 | 0 | 15 | 0 | 0.05516 | 115.0552 | 160430
154 | National Park Borough | Gloucester | Replacement of a WTP | 0812001-001 | 3289 | 2289450 | 825871 | 3115321 | 100 | 0 | 0 | 15 | 0.03289 | 115.0329 | 160430
155 | Fountainhead Properties, Inc. | Ocean | Improvement to WTP including chemical feel, building, hydropneumatic tank, controls & auxiliary power | 1511013-001 | 280 | 215500 | 65240 | 280740 | 100 | 0 | 15 | 0 | 0.0028 | 115.0028 | 150430
156 | Towne Centre - Passaic | Passaic | Construction of water mains for a brownfield redevelopment project - Towne Centre | 1605002-009 | 293039 | 500000 | 225000 | 725000 | 75 | 0 | 5 | 30 | 2.9304 | 112.9304 | 160430
157 | Trenton City | Mercer | Cleaning and lining of 4-12 inch water mains, replace 4 inch main-phase 1 | 1111001-008 | 255000 | 9839100 | 2586984 | 12426084 | 75 | 0 | 20 | 15 | 2.55 | 112.55 | 150430
158 | Trenton City | Mercer | Cleaning and lining of 4-12 inch water mains, replace 4 inch main-phase 2 | 1111001-010 | 255000 | 9000000 | 3117350 | 12117350 | 75 | 0 | 20 | 15 | 2.55 | 112.55 | 150430
159 | Brick Township MUA | Ocean | Replacement of 24,090 LF of undersized water mains | 1506001-003 | 134108 | 4600000 | 1102480 | 5702480 | 75 | 0 | 20 | 15 | 1.3411 | 111.3411 | 160430
160 | East Orange Water Commission | Essex | Installation of 2,150 LF of 8-inch & 1,400 LF of 4-inch for a redevelopment | 0705001-010 | 81500 | 325000 | 146250 | 471250 | 75 | 0 | 5 | 30 | 0.815 | 110.815 | 160430
161 | East Orange Water Commission | Essex | Cleaning & Lining of mains | 0705001-002 | 81500 | 2164500 | 822640 | 2987140 | 75 | 0 | 5 | 30 | 0.815 | 110.815 | 160430
162 | East Orange Water Commission | Essex | Replacement of west well transmission main | 0705001-006 | 81500 | 2500000 | 930000 | 3430000 | 75 | 0 | 5 | 30 | 0.815 | 110.815 | 160430
163 | East Orange Water Commission | Essex | Replacement of fifteen water mains suspended on Garden State Parkway bridges | 0705001-007 | 81500 | 2500000 | 930000 | 3430000 | 75 | 0 | 5 | 30 | 0.815 | 110.815 | 160430
164 | Orange City | Essex | Cleaning & Lining of mains | 0717001-005 | 30000 | 1675000 | 666000 | 2341000 | 75 | 0 | 5 | 30 | 0.3 | 110.3 | 160430
165 | Towne Centre - Garfield | Bergen | Construction of water mains for a brownfield redevelopment project - Towne Centre | 0221001-006 | 29780 | 530000 | 238500 | 768500 | 75 | 0 | 5 | 30 | 0.2978 | 110.2978 | 160430
166 | Phillipsburg Redevelopment Authority/Aqua NJ - Phillipsburg | Warren | Installation of 5,300 LF of 8 and 12-inch water mains for a brownfield site | 2119001-006 | 18162 | 2099859 | 800141 | 2900000 | 75 | 0 | 5 | 30 | 0.18162 | 110.1816 | 160430
167 | Ramsey Board of Public Utilities | Bergen | Rehabilitation of Airmount reservoir | 0248001-005 | 16350 | 430000 | 115000 | 545000 | 60 | 50 | 0 | 0 | 0.1635 | 110.1635 | 160430
168 | Salem City | Salem | Installation of a new well to enable withdrawing GW at diversion rate since existing wells do not run at capacity | 1712001-002 | 5857 | 130000 | 58500 | 188500 | 15 | 0 | 15 | 80 | 0.05857 | 110.0586 | 160430
169 | Netcong Borough | Morris | Replacement of 8in water main; replacement of 2in galvanized metal water main with 6in ductile iron main; new valves and fire hydrants; installation of 6in ductile main to connect to existing water main | 1428001-004 | 3250 | 1597665 | 641253 | 2238918 | 75 | 0 | 20 | 15 | 0.0325 | 110.0325 | 160430
170 | NJ American Water Co.-Raritan | Union | Painting of the Raritan Millstone backwash tank at the WTP | 2004002-007 | 609325 | 395000 | 177750 | 572750 | 100 | 0 | 0 | 0 | 6.0933 | 106.0932 | 160430
171 | Perth Amboy City | Middlesex | Replacement of existing 4 inch water mains throughout the distribution system | 1216001-007 | 50815 | 1500000 | 610000 | 2110000 | 75 | 0 | 0 | 30 | 0.50815 | 105.5082 | 150430*
172 | Perth Amboy City | Middlesex | Replacement of undersize water main - Center Street | 1216001-001 | 50815 | 1209050 | 516896 | 1725946 | 75 | 0 | 0 | 30 | 0.50815 | 105.5082 | 160430
173 | Perth Amboy City | Middlesex | Replacement of undersize water main - State Street | 1216001-002 | 50815 | 2490000 | 926800 | 3416800 | 75 | 0 | 0 | 30 | 0.50815 | 105.5082 | 160430
174 | Perth Amboy City | Middlesex | Cleaning & Lining of water mains-Central bussiness District | 1216001-003 | 50815 | 1000000 | 450000 | 1450000 | 75 | 0 | 0 | 30 | 0.50815 | 105.5082 | 160430
175 | Garfield City | Bergen | Replacement of water mains | 0221001-004 | 29780 | 4200000 | 1474000 | 5674000 | 75 | 0 | 0 | 30 | 0.2978 | 105.2978 | 160430
176 | Garfield City | Bergen | Replacement of 8,000 LF of 6-inch to 12-inch water main & replacement of 30 valves | 0221001-006 | 29780 | 4500000 | 2157500 | 6657500 | 75 | 0 | 0 | 30 | 0.2978 | 105.2978 | 160430
177 | Stone Harbor Borough | Cape May | Replacement of water mains on 83rd, 84th, 85th, 86th, 87th, 88th and 89th streets | 0510001-005 | 25725 | 530550 | 222470 | 753020 | 75 | 0 | 15 | 15 | 0.25725 | 105.2572 | 150430
178 | Lakewood Township MUA | Ocean | Installation of a new storage tank | 1514002-012 | 25000 | 100000 | 45000 | 145000 | 50 | 25 | 0 | 30 | 0.25 | 105.25 | 160430
180 | Ventnor City | Atlantic | Clean and line 8 and 14" water mains | 0122001-001 | 12900 | 1425000 | 575000 | 2000000 | 75 | 0 | 0 | 30 | 0.129 | 105.129 | 160430
181 | Manchester Utilities Authority | Passaic | Slip line 16,000 LF unlined cast iron 16" pipe in High Mountain in Haledon and North Haledon w/ smaller diameter pipe | 1603001-008 | 12275 | 1100000 | 482000 | 1582000 | 75 | 0 | 15 | 15 | 0.12275 | 105.1227 | 160430
182 | Gloucester City | Camden | Water Main replacement on Nicholson Road | 0414001-012 | 11484 | 217305 | 97787 | 315092 | 75 | 0 | 0 | 30 | 0.11484 | 105.1148 | 160430
183 | Gloucester City | Camden | Water Main replacement on Brown Street, E. Brown Street, Sparks Avenue | 0414001-011 | 11484 | 1667072 | 663463 | 2330535 | 75 | 0 | 0 | 30 | 0.11484 | 105.1148 | 160430
184 | Gloucester City | Camden | Water Main replacement on Baynes Avenue | 0414001-010 | 11484 | 477153 | 214719 | 691872 | 75 | 0 | 0 | 30 | 0.11484 | 105.1148 | 160430
185 | Gloucester City | Camden | Water Main replacement on Park Avenue | 0414001-009 | 11484 | 791314 | 356091 | 1147405 | 75 | 0 | 0 | 30 | 0.11484 | 105.1148 | 160430
186 | Gloucester City | Camden | Water Main replacement on Market Street | 0414001-008 | 11484 | 450005 | 202502 | 652507 | 75 | 0 | 0 | 30 | 0.11484 | 105.1148 | 160430
187 | Gloucester City | Camden | Water Main replacement on Johnson Blvd. | 0414001-007 | 11484 | 856487 | 385419 | 1241906 | 75 | 0 | 0 | 30 | 0.11484 | 105.1148 | 160430
188 | Gloucester City | Camden | Water Main replacement on Jersey Avenue | 0414001-003 | 11484 | 2038605 | 782354 | 2820959 | 75 | 0 | 0 | 30 | 0.11484 | 105.1148 | 160430
189 | Gloucester City | Camden | Water Main replacement on Broadway & Koehler Streets | 0414001-002 | 11484 | 799205 | 359642 | 1158847 | 75 | 0 | 0 | 30 | 0.11484 | 105.1148 | 160430
190 | Gloucester City | Camden | Replacement of 2,200 LF of water mains on Charles Street | 0414001-013 | 11484 | 1118625 | 487478 | 1606103 | 75 | 0 | 0 | 30 | 0.11484 | 105.1148 | 160430
192 | Gloucester City | Camden | Replacement of water mains on Water St and looping of mains to Freedom Pier | 0414001-020 | 11484 | 800000 | 399000 | 1199000 | 75 | 0 | 0 | 30 | 0.11484 | 105.1148 | 150430
193 | Pemberton Township | Burlington | Rehabilitation of Beech Ave, Trenton Rd & Oak Pines Rd Storage Tanks | 0329004-007 | 10900 | 1710000 | 680000 | 2390000 | 60 | 0 | 15 | 30 | 0.109 | 105.109 | 160430
194 | Paulsboro Borough | Gloucester | Replacement of 2,300 water meters | 0814001-002 | 6160 | 880000 | 396000 | 1276000 | 25 | 0 | 0 | 80 | 0.0616 | 105.0616 | 160430
195 | Sussex Borough | Sussex | Replacement of 75 year old water mains | 1921001-002 | 2666 | 1402286 | 42068 | 1444354 | 75 | 0 | 0 | 30 | 0.02666 | 105.0267 | 160430
196 | Brooklawn Borough | Camden | Removal and replacement 1,500 LFof 6-inch water mains; looping of dead end water mains on Crescent Blvd., Browning Lane, Hannivig Ave., & Broadway | 0407001-004 | 2300 | 1483000 | 604560 | 2087560 | 75 | 0 | 0 | 30 | 0.023 | 105.023 | 160430
197 | Pemberton Borough | Burlington | Replacement of undersized and antiquated water mains on Hough and Handover Streets | 0328001-001 | 1610 | 490820 | 236971 | 727791 | 75 | 0 | 0 | 30 | 0.0161 | 105.0161 | 160430
198 | Newark City | Essex | Installation of a SCADA system | 0714001-014 | 280000 | 2500000 | 930000 | 3430000 | 1 | 0 | 20 | 80 | 2.8 | 103.8 | 160430
199 | North Jersey District WS | Passaic | Security system improvements (1) Addition of cameras at remote sites, alarm monitoring, fire alarms at Wanaque WTP (2) Communication systems with area police department | 1613001-023 | 859318 | 1500000 | 600000 | 2100000 | 45 | 0 | 20 | 30 | 8.5932 | 103.5932 | 160430
200 | North Jersey District WS | Passaic | Security system improvements - Relocation of Wanaque WTP main entrance gate closer to Ringwood Blvd | 1613001-018 | 859318 | 3000000 | 1030000 | 4030000 | 45 | 0 | 20 | 30 | 8.5932 | 103.5932 | 160430
201 | North Jersey District WS | Passaic | Implementation of alternative energy generation systems including solar collectors and wind energy at the Wanaque TP for reduction of utility power consumption | 1613001-021 | 859318 | 2500000 | 930000 | 3430000 | 45 | 0 | 20 | 30 | 8.5932 | 103.5932 | 160430
202 | NJ American Water Co.-Coastal North System | Monmouth | Replacement of ozone generators at Swimming River WTP | 1345001-005 | 289553 | 519890 | 32000 | 551890 | 100 | 0 | 0 | 0 | 2.8955 | 102.8955 | 160430
203 | Brick Township MUA | Ocean | Installation of a replacement well as an ASR well | 1506001-005 | 134108 | 3000000 | 869540 | 3869540 | 15 | 50 | 20 | 15 | 1.3411 | 101.3411 | 160430
205 | Berkeley Township MUA | Ocean | Install new water mains to existing homes and commercial establishments. New mains are approx. 10,000 LF of 8, 10 and 12 inch ductile iron cement | 1505004-002 | 8130 | 5226820 | 1425364 | 6652184 | 1 | 0 | 20 | 80 | 0.0813 | 101.0813 | 160430
206 | Berkeley Township/MUA | Ocean | Extension of water mains to serve existing homes on private wells in the Manitou Park Section of the Township | 1505004-005 | 8130 | 7500000 | 3319165 | 10819165 | 1 | 0 | 20 | 80 | 0.0813 | 101.0813 | 160430
207 | Evesham MUA | Burlington | Upgrades to WTP for wells # 13 and 14 including iron removal | 0313001-001 | 43200 | 1250000 | 619000 | 1869000 | 100 | 0 | 0 | 0 | 0.432 | 100.432 | 150430
208 | North Brunswick Township | Middlesex | Treatment plant upgrade, which includes replacing the precipitators with upflow clarifiers inside the building, new intake screens, sludge dewatering facilities and a second clear well | 1215001-003 | 38000 | 20000000 | 5930000 | 25930000 | 100 | 0 | 0 | 0 | 0.38 | 100.38 | 160430
209 | Marlboro Township | Monmouth | Replacement of Harbor Rd WTP | 1328002-002 | 30000 | 8500000 | 3418000 | 11918000 | 100 | 0 | 0 | 0 | 0.3 | 100.3 | 150430
210 | Ramsey Board of Public Utilities | Bergen | Installation of chlorine analyzers and pipe improvements to upgrade disinfection system at various facilities | 0248001-015 | 16350 | 500000 | 140000 | 640000 | 100 | 0 | 0 | 0 | 0.1635 | 100.1635 | 160430
211 | Pompton Lakes MUA | Passaic | Replacement of gas chlorination system with solid tablet chlorination system | 1609001-003 | 11435 | 60000 | 33100 | 93100 | 100 | 0 | 0 | 0 | 0.11435 | 100.1144 | 160430
212 | Ringwood Borough | Passaic | Installation of chlorination station, automatic controls & protection of pipe | 1611002-001 | 9600 | 331000 | 59580 | 390580 | 100 | 0 | 0 | 0 | 0.096 | 100.096 | 160430
213 | Netcong Borough | Morris | Drill new well to meet current demand | 1428001-003 | 3236 | 425000 | 191250 | 616250 | 15 | 50 | 20 | 15 | 0.03236 | 100.0324 | 160430
214 | Fayson Lake Water Co | Morris | Upgrade treatment facility | 1415001-001 | 3087 | 525000 | 236250 | 761250 | 100 | 0 | 0 | 0 | 0.03087 | 100.0309 | 160430
215 | West Milford MUA-Olde Milford System | Passaic | Wells #1,6 & 7 WTP upgrades | 1615016-001 | 1625 | 358000 | 161100 | 519100 | 100 | 0 | 0 | 0 | 0.01625 | 100.0162 | 160430
216 | West Milford MUA-Bald Eagle System | Passaic | Concorde & Quincy WTP upgrades | 1615018-001 | 1260 | 324000 | 145800 | 469800 | 100 | 0 | 0 | 0 | 0.0126 | 100.0126 | 160430
217 | Roosevelt Borough | Monmouth | Upgrades to water treatment plant, including new 240/480 volt electrical service, replacement of pumps and electrical equipment and improvements to aerator. | 1341001-004 | 935 | 390000 | 147000 | 537000 | 100 | 0 | 0 | 0 | 0.00935 | 100.0093 | 150430,140430
218 | Roosevelt Borough | Monmouth | Upgrades to water treatment plant, including new 240/480 volt electrical service and upgrades to electrical equipment and security improvements | 1341001-005 | 935 | 246240 | 110808 | 357048 | 100 | 0 | 0 | 0 | 0.00935 | 100.0093 | 160430
219 | West Milford MUA-Awosting System | Passaic | Well #1 WTP upgrades | 1615012-001 | 635 | 118000 | 53100 | 171100 | 100 | 0 | 0 | 0 | 0.00635 | 100.0063 | 160430
220 | West Milford MUA-Greenbrook Estates System | Passaic | Well #28 WTP Upgrades | 1615002-001 | 600 | 176000 | 79200 | 255200 | 100 | 0 | 0 | 0 | 0.006 | 100.006 | 160430
221 | Collier Services | Monmouth | Replace existing hypochlorination and water softener systems with new hypochlorination and iron removal systems; construct new well/treatment house with security features; replace auxiliary power and redevelop existing 25 gpm well. | 1328300-003 | 350 | 100000 | 45000 | 145000 | 100 | 0 | 0 | 0 | 0.0035 | 100.0035 | 160430
222 | Plausha Park Water Co | Morris | Install chemical feed, safety upgrades and replace the ramp and piping at the well/treatment facility | 1421004-001 | 200 | 130000 | 37400 | 167400 | 100 | 0 | 0 | 0 | 0.002 | 100.002 | 160430
223 | West Milford MUA-Birch Hill System | Passaic | Moore Rd WTP upgrades | 1615001-001 | 180 | 145000 | 65250 | 210250 | 100 | 0 | 0 | 0 | 0.0018 | 100.0018 | 160430
224 | West Milford MUA-Parkway System | Passaic | Well #6 WTP Upgrades | 1615006-001 | 115 | 256000 | 115200 | 371200 | 100 | 0 | 0 | 0 | 0.00115 | 100.0011 | 160430
225 | Green Briar Residential Home | Morris | Installation of chlorination to WTP, emergency generator, back up well | 1421305-001 | 43 | 26000 | 4480 | 30480 | 100 | 0 | 0 | 0 | 0.00043 | 100.0004 | 160430
226 | Towne Centre - Cliffside Park | Bergen | Construction of water mains for a brownfield redevelopment project - Towne Centre | 0238001-001 | 394079 | 525000 | 236250 | 761250 | 75 | 0 | 5 | 15 | 3.9408 | 98.9408 | 160430
227 | Bloomfield Township | Essex | Cleaning and Lining of water mains | 0702001-001 | 45061 | 1000000 | 450000 | 1450000 | 75 | 0 | 5 | 15 | 0.45061 | 95.4506 | 160430
228 | Stafford Township | Ocean | Replacement of water main with 12 inch DIP on Mill Creek Road between Jonathon Drive and the water treatment plant, Phase II | 1530004-019 | 28868 | 1203384 | 515083 | 1718467 | 75 | 0 | 20 | 0 | 0.28868 | 95.2887 | 150430*
229 | Rahway City | Union | Cleaning & Lining of various water main sections | 2013001-002 | 27785 | 1100000 | 482000 | 1582000 | 75 | 0 | 5 | 15 | 0.27785 | 95.2779 | 160430
230 | Rahway City | Union | Cleaning & Lining of various water main sections | 2013001-001 | 27785 | 900000 | 405000 | 1305000 | 75 | 0 | 5 | 15 | 0.27785 | 95.2779 | 160430
231 | Mahwah Township | Bergen | Installation of emergency generators | 0233001-005 | 24062 | 350000 | 157500 | 507500 | 45 | 50 | 0 | 0 | 0.24062 | 95.2406 | 160430
232 | Burlington Township | Burlington | Replacement of 1,500 LF of main on Lansberry Dr and LaVeer Rd | 0306001-004 | 22000 | 214000 | 96300 | 310300 | 75 | 0 | 20 | 0 | 0.22 | 95.22 | 160430
233 | Barnegat Township | Ocean | Replacement of water meters & Back flow preventers | 1533001-002 | 20935 | 450000 | 202500 | 652500 | 25 | 35 | 20 | 15 | 0.20935 | 95.2094 | 160430
235 | Milltown Borough | Middlesex | Ford Ave Redevelopment-installation of 4,700 LF of water main | 1212001-002 | 7052 | 1060000 | 469200 | 1529200 | 75 | 0 | 20 | 0 | 0.07052 | 95.0705 | 150430
236 | Richard Stockton College of NJ | Atlantic | Installation of solar power at water treatment plant | 0111304-001 | 6600 | 680000 | 306000 | 986000 | 45 | 0 | 35 | 15 | 0.066 | 95.066 | 160430
237 | Netcong Borough | Morris | Roof and Structural repairs to a 1,000,000 Gal in-service reservoir; demolition and removal of out-of-service 500,000 Gal Reservoir | 1428001-005 | 3250 | 608125 | 273656 | 881781 | 60 | 0 | 20 | 15 | 0.0325 | 95.0325 | 160430
239 | Belleville Township | Essex | Extension of 12 inch water main to the Medical Center | 0701001-001 | 35928 | 350000 | 157500 | 507500 | 75 | 0 | 0 | 15 | 0.35928 | 90.3593 | 160430
240 | Belleville Township | Essex | Replacement of inoperable valves & hydrants | 0701001-002 | 35928 | 525000 | 236250 | 761250 | 75 | 0 | 0 | 15 | 0.35928 | 90.3593 | 160430
241 | Vineland City | Cumberland | Installation of gas generators at wells #4,6,7,8,10,11 and 12 | 0614003-014 | 33000 | 1543500 | 623920 | 2167420 | 45 | 0 | 15 | 30 | 0.33 | 90.33 | 160430
242 | Garfield City | Bergen | Replacement of the Botany Street pump station. Expansion of the SCADA system | 0221001-005 | 29780 | 2050000 | 786000 | 2836000 | 60 | 0 | 0 | 30 | 0.2978 | 90.2978 | 160430
243 | Lyndhurst Township | Bergen | Replacement of 1,350 LF of antiquated water mains on Forest Avenue | 0232001-002 | 19800 | 1950000 | 511000 | 2461000 | 75 | 0 | 0 | 15 | 0.198 | 90.198 | 160430
244 | Berlin Borough | Camden | A 12 inch water main needs to be tied in at Park Drive and White Horse Pike | 0405001-006 | 13121 | 200000 | 90000 | 290000 | 75 | 0 | 15 | 0 | 0.13121 | 90.1312 | 160430
246 | Milltown Borough | Middlesex | Cleaning and lining of water mains, replacement of fire hydrants, gate valves and valve boxes in the Borough | 1212001-001 | 7052 | 1000000 | 450000 | 1450000 | 75 | 0 | 15 | 0 | 0.07052 | 90.0705 | 160430
247 | National Park Borough | Gloucester | Replacement of 6-inch and 10-inch water main with appurtenances | 0812001-003 | 3289 | 228450 | 99134 | 327584 | 75 | 0 | 0 | 15 | 0.03289 | 90.0329 | 160430
248 | Bloomingdale Borough | Passaic | Replacement of 3,150 LF of 2 inch water mains with 12 hydrants and 52 water services | 1601001-004 | 3000 | 853000 | 383850 | 1236850 | 75 | 0 | 15 | 0 | 0.03 | 90.03 | 150430,140430
249 | Alpha Borough | Warren | Upgrades to treatment for Pursell & Alpha St wells or VOC removal, hardness and disinfection | 2102001-001 | 2500 | 1547470 | 755427 | 2302897 | 60 | 0 | 0 | 30 | 0.025 | 90.025 | 160430
250 | Brooklawn Borough | Camden | Painting interior & exterior of water tank | 0407001-005 | 2300 | 429000 | 193050 | 622050 | 60 | 0 | 0 | 30 | 0.023 | 90.023 | 160430
251 | Fountainhead Properties, Inc. | Ocean | Loop system with 400 LF of water main with replacement of water meters | 1511013-002 | 280 | 55000 | 16840 | 71840 | 75 | 0 | 15 | 0 | 0.0028 | 90.0028 | 160430
252 | Stafford Township | Ocean | Construction of 2,600 LF of 8 and 12-inch water main on Rte 9 and Oak Ave | 1530004-014 | 28868 | 487224 | 218978 | 706202 | 1 | 50 | 20 | 15 | 0.28868 | 86.2887 | 160430
253 | NJ American Water Co.-Atlantic | Atlantic | Construction of a 1.5 MG elevated tank including water mains | 0119002-004 | 88088 | 2100000 | 802000 | 2902000 | 50 | 0 | 20 | 15 | 0.88088 | 85.8809 | 160430
254 | Stafford Township | Ocean | Redevelopment of wells # 2 and 5 | 1530004-015 | 28868 | 90000 | 42200 | 132200 | 15 | 35 | 20 | 15 | 0.28868 | 85.2887 | 160430
255 | Brick Township MUA | Ocean | Installation of security measures in water system: Hatch Blue Guardian system to monitor WQ, lightning strike protection, surveillance cameras, wind turbine and solar panels | 1506001-006 | 134108 | 2300000 | 800000 | 3100000 | 45 | 0 | 20 | 15 | 1.3411 | 81.3411 | 160430
257 | NJ American Water Co.-Raritan | Union | 36 inch valve replacement at Madison Hill Road | 2004002-006 | 609325 | 175000 | 78750 | 253750 | 75 | 0 | 0 | 0 | 6.0933 | 81.0932 | 160430
258 | Downe Township | Cumberland | Construction of water system for Money Island and Gandy's Beach and installation of storage tank in Fortescue | 0604999-001 | 300 | 759000 | 341550 | 1100550 | 1 | 0 | 0 | 80 | 0.003 | 81.003 | 160430
259 | East Orange Water Commission | Essex | Installation of solar power at water treatment plant | 0705001-009 | 81500 | 1000000 | 450000 | 1450000 | 45 | 0 | 5 | 30 | 0.815 | 80.815 | 160430
260 | Montclair Township | Essex | Cleaning & Lining of water mains | 0713001-002 | 38977 | 750000 | 337500 | 1087500 | 75 | 0 | 5 | 0 | 0.38977 | 80.3898 | 160430
261 | Montclair Township | Essex | Replace Transmission Valves | 0713001-003 | 38977 | 650000 | 292500 | 942500 | 75 | 0 | 5 | 0 | 0.38977 | 80.3898 | 160430
262 | Montclair Township | Essex | Replacement of lead service Lines - Phase III | 0713001-010 | 38977 | 900000 | 252000 | 1152000 | 75 | 0 | 5 | 0 | 0.38977 | 80.3898 | 160430
263 | Rahway City | Union | Repainting of 1.5 MG elevated & 0.5 MG watersphere water tanks | 2013001-004 | 27785 | 750000 | 337500 | 1087500 | 60 | 0 | 5 | 15 | 0.27785 | 80.2779 | 160430
264 | Winslow Township | Camden | Install new 500 GPM well #12 | 0436007-005 | 26564 | 228600 | 102870 | 331470 | 15 | 50 | 15 | 0 | 0.26564 | 80.2656 | 160430
265 | Winslow Township | Camden | Install appurtenances associated with new well #12 (SCADA, well house, transmission mains) | 0436007-004 | 26564 | 1791000 | 703120 | 2494120 | 15 | 50 | 15 | 0 | 0.26564 | 80.2656 | 160430
266 | Mahwah Township | Bergen | Interconnection on Campgaw & Pulis Avenues | 0233001-003 | 24062 | 1300000 | 546000 | 1846000 | 30 | 50 | 0 | 0 | 0.24062 | 80.2406 | 160430
267 | Gloucester City | Camden | Construction of a new .5 MG storage tank to maintain pressure on the east side | 0414001-015 | 11484 | 911511 | 410180 | 1321691 | 50 | 0 | 0 | 30 | 0.11484 | 80.1148 | 160430
268 | Gloucester City | Camden | Construction of a 1.0 MG storage tank to replace standpipe | 0414001-014 | 11484 | 3000000 | 1090000 | 4090000 | 50 | 0 | 0 | 30 | 0.11484 | 80.1148 | 160430
269 | Milltown Borough | Middlesex | Ford Ave Redevelopment-Rehabilitation of storage tank | 1212001-003 | 7052 | 750000 | 337500 | 1087500 | 60 | 0 | 20 | 0 | 0.07052 | 80.0705 | 150430
270 | NJ American Water Co.-Coastal North System | Monmouth | Rehab of High Service Transmission Main in Middletown | 1345001-006 | 289553 | 5400000 | 1596650 | 6996650 | 75 | 0 | 0 | 0 | 2.8955 | 77.8955 | 160430
271 | NJ American Water Co.-Coastal North System | Monmouth | East End Transmission Main Replacement | 1345001-009 | 289553 | 1391309 | 531556 | 1922865 | 75 | 0 | 0 | 0 | 2.8955 | 77.8955 | 160430
272 | Catateret Borough | Middlesex | Installation of 6-inch main to serve waterfront park in Cateret | 1225001-020 | 225000 | 600000 | 258000 | 858000 | 75 | 0 | 0 | 0 | 2.25 | 77.25 | 160430
273 | NJ American Water Co.-Passaic Basin | Essex | Replacement of two large valves | 0712001-008 | 217230 | 600000 | 270000 | 870000 | 75 | 0 | 0 | 0 | 2.1723 | 77.1723 | 160430
275 | Old Bridge MUA | Middlesex | Replacement of water mains along Lawrence Harbor Road | 1209002-002 | 66200 | 1600000 | 642000 | 2242000 | 75 | 0 | 0 | 0 | 0.662 | 75.662 | 160430
276 | Wayne Township | Passaic | Replacement of 2400 LF of 8-inch water main and 2000 LF of 12-inch water main -Farmingdale Area | 1614001-001 | 55000 | 1100000 | 482000 | 1582000 | 75 | 0 | 0 | 0 | 0.55 | 75.55 | 160430
277 | Perth Amboy City | Middlesex | Installation of a new standby generator for Runyon WTP | 1216001-500 | 50815 | 1855500 | 723100 | 2578600 | 45 | 0 | 0 | 30 | 0.50815 | 75.508 | 150430
278 | Franklin Township | Somerset | Installation of new water mains to eliminate dead end mains | 1808001-006 | 50000 | 920000 | 414000 | 1334000 | 75 | 0 | 0 | 0 | 0.5 | 75.5 | 160430
280 | East Brunswick Twp | MIddlesex | Replacement of undersized water mains on Wilmot, Harrison and various streets | 1204001-001 | 47000 | 3672735 | 1347265 | 5020000 | 75 | 0 | 0 | 0 | 0.47 | 75.47 | 160430
281 | Sayreville Borough | Middlesex | Clean and line water mains in several sections of the Borough | 1219001-008 | 40377 | 2000000 | 730000 | 2730000 | 75 | 0 | 0 | 0 | 0.40377 | 75.4038 | 160430
282 | Sayreville Borough | Middlesex | Rehabilitate existing unlined cast iron water mains in several areas of Sayreville | 1219001-004 | 40377 | 5000000 | 1730000 | 6730000 | 75 | 0 | 0 | 0 | 0.40377 | 75.4038 | 160430
283 | Sayreville Borough | Middlesex | Construct new water main along Washington Road | 1219001-006 | 40377 | 650000 | 279500 | 929500 | 75 | 0 | 0 | 0 | 0.40377 | 75.4038 | 160430
284 | Mount Laurel Township MUA | Burlington | Replacement of 1,460 LF of 8 and 12-inch water main | 0324001-006 | 40221 | 322000 | 251260 | 573260 | 75 | 0 | 0 | 0 | 0.40221 | 75.4022 | 160430
285 | North Brunswick Township | Middlesex | Install 16 inch water main to connect existing Township water mains located both sides of Route 1 to complete a service loop | 1215001-004 | 38000 | 1750000 | 307000 | 2057000 | 75 | 0 | 0 | 0 | 0.38 | 75.38 | 160430
286 | North Brunswick Township | Middlesex | Replacement of 4 miles of 24 inch water main from the North Brunswick Twp Treatment plant to Finnegan's Lane | 1215001-002 | 38000 | 5000000 | 1730000 | 6730000 | 75 | 0 | 0 | 0 | 0.38 | 75.38 | 160430
287 | North Brunswick Township | Middlesex | Replacement of 2,350 LF of 8 inch water mains on Excelsior and Thalia Streets and Sioux Road | 1215001-005 | 38000 | 844000 | 365000 | 1209000 | 75 | 0 | 0 | 0 | 0.38 | 75.38 | 160430
288 | Montville Township | Morris | Installation of 880 LF of 8 inch water main and a pressure reducing faciity to provide a secondary supply to the Pine Brook Road service area | 1421003-002 | 21000 | 125000 | 35000 | 160000 | 75 | 0 | 0 | 0 | 0.21 | 75.21 | 160430
289 | Ramsey Board of Public Utilities | Bergen | Replacement of North Central Ave water main | 0248001-014 | 16350 | 60000 | 40000 | 100000 | 75 | 0 | 0 | 0 | 0.1635 | 75.1635 | 160430
290 | Brigantine City | Atlantic | Installation of generators @ wells #4,5 & 7 | 0103001-501 | 16057 | 677100 | 795475 | 1472575 | 45 | 0 | 0 | 30 | 0.16057 | 75.1606 | 150430
291 | Bordentown City | Burlington | Replacement of 1,500 LF of 12-inch transmission mains | 0303001-002 | 13250 | 330000 | 158900 | 488900 | 75 | 0 | 0 | 0 | 0.1325 | 75.1325 | 160430
292 | Pennsville Township | Salem | Rehabilitate .25 MG Water Street storage tank | 1708001-003 | 13250 | 150000 | 67500 | 217500 | 60 | 0 | 0 | 15 | 0.1325 | 75.1325 | 160430
293 | Saddle Brook Township | Bergen | Construction of 1,200 LF of 8-inch water mains | 0257001-001 | 13155 | 465000 | 209250 | 674250 | 75 | 0 | 0 | 0 | 0.13155 | 75.1316 | 160430
295 | Clinton Town | Hunterdon | Replacement of 12,485 linear feet of water mains, Phases II though V | 1005001-006 | 12500 | 2684475 | 989032 | 3673507 | 75 | 0 | 0 | 0 | 0.125 | 75.125 | 150430*
296 | Haddonfield Borough | Camden | Replacement of water main on Tanner & Woodlane with 8 inch | 0417001-001 | 11600 | 597262 | 163097 | 760359 | 75 | 0 | 0 | 0 | 0.116 | 75.116 | 160430
297 | Wallington Borough | Bergen | Replacement of 6-inch mains with 8-inch mains | 0265001-001 | 11580 | 1295845 | 544670 | 1840515 | 75 | 0 | 0 | 0 | 0.1158 | 75.1158 | 160430
298 | Pompton Lakes MUA | Passaic | Abandonment of Cannonball Rd main and installation of insertion valves throughout system | 1609001-001 | 11435 | 140000 | 69000 | 209000 | 75 | 0 | 0 | 0 | 0.11435 | 75.1144 | 160430
299 | Beachwood Borough | Ocean | The Cable Avenue water main replacement includes replacing 4, 6 and 8 inch water mains with 3,500 LF of 8 inch main | 1504001-006 | 10375 | 500000 | 100000 | 600000 | 75 | 0 | 0 | 0 | 0.10375 | 75.1038 | 160430
300 | East Hanover Township | Morris | Replace water mains | 1410001-004 | 10000 | 350000 | 157500 | 507500 | 75 | 0 | 0 | 0 | 0.1 | 75.1 | 160430
301 | Wanaque Borough | Passaic | Replacement of approximately 6,000 feet of water main and services on Ringwood Avenue | 1613002-002 | 9954 | 1700000 | 286000 | 1986000 | 75 | 0 | 0 | 0 | 0.09954 | 75.0995 | 160430
302 | Ringwood Borough | Passaic | Replacement of undersized water mains | 1611002-002 | 9600 | 650000 | 292500 | 942500 | 75 | 0 | 0 | 0 | 0.096 | 75.096 | 160430
303 | Aberdeen Township | Monmouth | Install two water utility crossing of Route 35 to improve the capability of the existing water distribution system | 1330002-004 | 8900 | 350000 | 161000 | 511000 | 75 | 0 | 0 | 0 | 0.089 | 75.089 | 160430
304 | Aberdeen Township | Monmouth | Replace deteriorated water main from Route 35/Long Neck crossing to and along County Road to improve the system's reliability, pressure and fire protection | 1330002-003 | 8900 | 650000 | 292500 | 942500 | 75 | 0 | 0 | 0 | 0.089 | 75.089 | 160430
305 | Aberdeen Township | Monmouth | Installation of water mains to provide water services and fire protection to residents within the Aberdeen Road area of the Cliffwood/Cliffwood Beach service areas. | 1330002-001 | 8900 | 775000 | 356000 | 1131000 | 75 | 0 | 0 | 0 | 0.089 | 75.089 | 160430
306 | Florham Park Boro | Morris | Replacement of 14 6-inch line valves, 12 hydrants and 11 services | 1411001-002 | 8857 | 164080 | 73836 | 237916 | 75 | 0 | 0 | 0 | 0.08857 | 75.0886 | 160430
307 | Spotswood Borough | Middlesex | Cleaning and lining of approximaty 3,600 LF of water mains | 1224001-001 | 8200 | 400000 | 180000 | 580000 | 75 | 0 | 0 | 0 | 0.082 | 75.082 | 160430
308 | Clayton Borough | Gloucester | Rehabilitation of East Chestnut St and North Delsea Dr storage tanks | 0801001-002 | 8180 | 2904000 | 905650 | 3809650 | 60 | 0 | 0 | 15 | 0.0818 | 75.0818 | 150430
309 | Brielle Borough | Monmouth | Replacement of existing water main | 1308001-002 | 4774 | 1672000 | 665040 | 2337040 | 75 | 0 | 0 | 0 | 0.04774 | 75.0477 | 150430
311 | Island Heights Borough | Ocean | Replacement of 75 fire hydrants and repairs to 21 fire hydrants | 1510001-004 | 1750 | 250800 | 25064 | 275864 | 75 | 0 | 0 | 0 | 0.0175 | 75.0175 | 160430
312 | West Milford MUA-Olde Milford System | Passaic | Replace Fire Hydrants | 1615016-004 | 1625 | 46000 | 20700 | 66700 | 75 | 0 | 0 | 0 | 0.01625 | 75.0162 | 160430
313 | Milford Borough | Hunterdon | Replace 5,000 LF with 8-inch water mains on Delaware & Ravine Rds to loop system | 1020001-002 | 1347 | 1040000 | 825220 | 1865220 | 75 | 0 | 0 | 0 | 0.01347 | 75.0135 | 160430
314 | Milford Borough | Hunterdon | Replace 3,000 LF with 8-inch water mains on Green, Maple, Orchard, Walnut & Railroad Sts | 1020001-001 | 1347 | 710000 | 352500 | 1062500 | 75 | 0 | 0 | 0 | 0.01347 | 75.0135 | 160430
315 | West Milford MUA-Bald Eagle System | Passaic | Replace Fire Hydrants | 1615018-004 | 1260 | 35000 | 15750 | 50750 | 75 | 0 | 0 | 0 | 0.0126 | 75.0126 | 160430
316 | Roosevelt Borough | Monmouth | Cleaning and lining of 8,900 LF of 6 & 8 inch water mains | 1341001-001 | 935 | 500000 | 132093 | 632093 | 75 | 0 | 0 | 0 | 0.00935 | 75.0093 | 150430,140430
317 | West Milford MUA-Crescent Park System | Passaic | Replace Fire Hydrants | 1615014-002 | 700 | 17000 | 7650 | 24650 | 75 | 0 | 0 | 0 | 0.007 | 75.007 | 160430
318 | West Milford MUA-Awosting System | Passaic | Replace Fire Hydrants | 1615012-004 | 635 | 17000 | 7650 | 24650 | 75 | 0 | 0 | 0 | 0.00635 | 75.0063 | 160430
319 | West Milford MUA-Greenbrook Estates System | Passaic | Replace Fire Hydrants | 1615002-003 | 600 | 17000 | 7650 | 24650 | 75 | 0 | 0 | 0 | 0.006 | 75.006 | 160430
320 | Byram Twp Homeowners Assoc | Sussex | Replacement of 77 saddles on the water mains | 1904009-006 | 400 | 250000 | 112500 | 362500 | 75 | 0 | 0 | 0 | 0.004 | 75.004 | 160430
321 | Collier Services | Monmouth | Replace distribution system and associated appurtenances including hydrants within the Collier Services property | 1328300-002 | 350 | 254000 | 114300 | 368300 | 75 | 0 | 0 | 0 | 0.0035 | 75.0035 | 160430
322 | Lake Glenwood Village | Sussex | Replacement of 1,000 LF of water mains on Cliffside, Toboggan & Lakeshore | 1922010-004 | 250 | 72000 | 32400 | 104400 | 75 | 0 | 0 | 0 | 0.0025 | 75.0025 | 160430
323 | Lake Glenwood Village | Sussex | Installation of 7,100 LF of 6-inch Cement Lined Ductile Iron Pipe replacement water mains | 1922010-002 | 250 | 500000 | 225000 | 725000 | 75 | 0 | 0 | 0 | 0.0025 | 75.0025 | 160430
324 | Rosemont Water Company | Hunterdon | Rehabilitate and/or replace existing distribution mains | 1007002-002 | 225 | 361456 | 162655 | 524111 | 75 | 0 | 0 | 0 | 0.00225 | 75.0023 | 160430
325 | Plausha Park Water Co | Morris | Replacement of main at stream crossing, valves and installing blow off hydrants | 1421004-002 | 200 | 95000 | 27400 | 122400 | 75 | 0 | 0 | 0 | 0.002 | 75.002 | 160430
326 | West Milford MUA-Birch Hill System | Passaic | Replace Fire Hydrants | 1615001-004 | 180 | 6000 | 2700 | 8700 | 75 | 0 | 0 | 0 | 0.0018 | 75.0018 | 160430
327 | West Milford MUA-Parkway System | Passaic | Replace Fire Hydrants | 1615006-004 | 115 | 6000 | 2700 | 8700 | 75 | 0 | 0 | 0 | 0.00115 | 75.0011 | 160430
328 | North Shore Water Association | Sussex | Replacement of 1,800 LF of water mains | 1904004-002 | 105 | 285000 | 113604 | 398604 | 75 | 0 | 0 | 0 | 0.00105 | 75.0011 | 150430,140430
329 | Barnegat Township | Ocean | Installation of 1,700 LF of 8 inch PVC water main extension on Memorial Drive and 680 LF of 12 inch PVC main on Hillside Avenue | 1533001-003 | 20935 | 208000 | 93600 | 301600 | 1 | 35 | 20 | 15 | 0.20935 | 71.2094 | 160430
330 | NJ American Water Co.-Atlantic | Atlantic | Installation of New Water Meters | 0119002-009 | 88088 | 128641 | 57888 | 186529 | 35 | 0 | 20 | 15 | 0.88088 | 70.8809 | 160430
331 | Hammonton Town | Atlantic | Replace 1,500 meters with radio frequency meters . | 0113001-007 | 11287 | 607500 | 283500 | 891000 | 25 | 0 | 15 | 30 | 0.11287 | 70.1129 | 150430
332 | Trenton City | Mercer | Construction of an emergency interconnection with NJAWCo comprising of 33,000 LF of 12, 16 and 24 inches of transmission main | 1111001-007 | 255000 | 13000000 | 4110000 | 17110000 | 30 | 0 | 20 | 15 | 2.55 | 67.55 | 160430
333 | NJ American Water Co.-Raritan | Union | Hummocks Tank Painting | 2004002-002 | 609325 | 1698592 | 437357 | 2135949 | 60 | 0 | 0 | 0 | 6.0933 | 66.0932 | 160430
334 | NJ American Water Co.-Raritan | Union | Upgrade or replace existing booster station due to aging and obolete equipment (Roselle Station) | 2004002-003 | 609325 | 4446416 | 2200401 | 6646817 | 60 | 0 | 0 | 0 | 6.0933 | 66.0932 | 160430
335 | NJ American Water Co.-Raritan | Union | Prospect Ave Tank (Mountainside) Painting | 2004002-008 | 609325 | 350000 | 157500 | 507500 | 60 | 0 | 0 | 0 | 6.0933 | 66.0932 | 160430
336 | Montclair Township | Essex | Rehabilitate 2.5 MG & 1.5 MG storage tanks with piping | 0713001-004 | 38977 | 500000 | 225000 | 725000 | 60 | 0 | 5 | 0 | 0.38977 | 65.3898 | 160430
337 | NJ American Water Co.-Ocean City | Cape May | Installation of New Water Meters | 0508001-006 | 28071 | 105001 | 47250 | 152251 | 35 | 0 | 0 | 30 | 0.28071 | 65.2807 | 160430
338 | Ramsey Board of Public Utilities | Bergen | Rehabilitate Dixon, Martis & Spring wells | 0248001-006 | 16350 | 250000 | 112500 | 362500 | 15 | 50 | 0 | 0 | 0.1635 | 65.1635 | 160430
339 | Ramsey Board of Public Utilities | Bergen | Construction of 2 wells with pump station & piping | 0248001-007 | 16350 | 3090000 | 1118800 | 4208800 | 15 | 50 | 0 | 0 | 0.1635 | 65.1635 | 160430
342 | Hightstown Borough | Mercer | New Wycoff Mills Water Storage Tank with transmission mains | 1104001-001 | 5516 | 825000 | 371250 | 1196250 | 50 | 0 | 15 | 0 | 0.05516 | 65.0552 | 160430
343 | NJ American Water Co.-Coastal North System | Monmouth | Sunset Avenue and Monterey Tank Painting | 1345001-010 | 289553 | 600000 | 270000 | 870000 | 60 | 0 | 0 | 0 | 2.8955 | 62.8955 | 160430
344 | NJ American Water Co.-Coastal North System | Monmouth | Rehab of Newman Springs Pumping Station | 1345001-008 | 289553 | 400000 | 180000 | 580000 | 60 | 0 | 0 | 0 | 2.8955 | 62.8955 | 160430
345 | NJ American Water Co.-Passaic Basin | Essex | Short Hills Tank Painting | 0712001-006 | 217230 | 400000 | 180000 | 580000 | 60 | 0 | 0 | 0 | 2.1723 | 62.1723 | 160430
346 | NJ American Water Co.-Atlantic | Atlantic | Replacement of Water Meters | 0119002-010 | 88088 | 322686 | 145209 | 467895 | 25 | 0 | 20 | 15 | 0.88088 | 60.8809 | 160430
348 | Old Bridge MUA | Middlesex | Rehabilitating the Perrine Rd storage tank | 1209002-011 | 66200 | 2200000 | 900000 | 3100000 | 60 | 0 | 0 | 0 | 0.662 | 60.662 | 150430
349 | Parsippany Troy Hills Township | Morris | Repainting of 1 MG water storage tank | 1429001-004 | 50649 | 820000 | 101500 | 921500 | 60 | 0 | 0 | 0 | 0.50649 | 60.5065 | 160430
350 | Franklin Township | Somerset | Replacement of 2 elevated storage tanks | 1808001-004 | 50000 | 7500000 | 2530000 | 10030000 | 60 | 0 | 0 | 0 | 0.5 | 60.5 | 160430
351 | Sayreville Borough | Middlesex | Rehabilitate existing 3 MG tank | 1219001-003 | 40377 | 2500000 | 880000 | 3380000 | 60 | 0 | 0 | 0 | 0.40377 | 60.4038 | 160430
352 | Sayreville Borough | Middlesex | Rehabilitate the pump station facility and surface intake on the South River located in Sayreville | 1219001-002 | 40377 | 300000 | 135000 | 435000 | 60 | 0 | 0 | 0 | 0.40377 | 60.4038 | 160430
353 | Marlboro Township | Monmouth | Rehabilitation of the Beacon Hill storage tank | 1328002-003 | 30000 | 1200000 | 514000 | 1714000 | 60 | 0 | 0 | 0 | 0.3 | 60.3 | 160430
354 | Mahwah Township | Bergen | Rehabilitation of Campgaw elevated storage tank | 0233001-010 | 24062 | 380000 | 108580 | 488580 | 60 | 0 | 0 | 0 | 0.24062 | 60.2406 | 160430
355 | Montville Township | Morris | Storage tank rehabilitation, which includes increasing the capacity of 0.25 MG tank to 0.33 MG | 1421003-003 | 21000 | 300000 | 135000 | 435000 | 60 | 0 | 0 | 0 | 0.21 | 60.21 | 160430
356 | Point Pleasant Borough | Ocean | Replacement of the Clifton Ave storage tank | 1524001-001 | 19306 | 1200000 | 206000 | 1406000 | 60 | 0 | 0 | 0 | 0.19306 | 60.1931 | 160430
357 | West Caldwell Township | Essex | Rehabilitation of McKinley Ave storage tank | 0721001-001 | 18296 | 648000 | 52000 | 700000 | 60 | 0 | 0 | 0 | 0.18296 | 60.183 | 160430
358 | Sparta Township Water Utility | Sussex | Installation of a 600 KW wind turbine generator at Germany Flats Water Utility | 1918004-001 | 15726 | 1281800 | 102544 | 1384344 | 45 | 0 | 15 | 0 | 0.15726 | 60.1573 | 160430
359 | Verona Township | Essex | Rehabilitation of the 2 MG Fairview Avenue storage tank | 0720001-005 | 13641 | 700500 | 301215 | 1001715 | 60 | 0 | 0 | 0 | 0.13641 | 60.1364 | 160430
360 | Verona Township | Essex | Acquisition of the ECUA Jail Annex tank plus rehab and upgrading of the tank | 0720001-004 | 13641 | 500000 | 225000 | 725000 | 60 | 0 | 0 | 0 | 0.13641 | 60.1364 | 160430
361 | Pompton Lakes MUA | Passaic | Replacement of water storage tanks with a 1.0 MG tank | 1609001-005 | 11435 | 900000 | 400000 | 1300000 | 60 | 0 | 0 | 0 | 0.11435 | 60.1144 | 160430
362 | Pompton Lakes MUA | Passaic | Rehabilitation of the exterior of the existing 1.0 MG tank | 1609001-002 | 11435 | 170000 | 75500 | 245500 | 60 | 0 | 0 | 0 | 0.11435 | 60.1144 | 160430
363 | Pemberton Township | Burlington | Drillling of test well #14 to replace well #4. Sealing of well #4. | 0329004-005 | 10900 | 265000 | 130000 | 395000 | 15 | 0 | 15 | 30 | 0.109 | 60.109 | 150430
364 | Pemberton Township | Burlington | Conversion of test well #14 to production well | 0329004-010 | 10900 | 400000 | 180000 | 580000 | 15 | 0 | 15 | 30 | 0.109 | 60.109 | 160430
365 | Florham Park Boro | Morris | Rehabilitation of a 1.0 MG storage tank | 1411001-003 | 8857 | 610000 | 274500 | 884500 | 60 | 0 | 0 | 0 | 0.08857 | 60.0886 | 160430
366 | North Caldwell Borough | Essex | Rehabilitate a 1.29 MG steel water tank. Remove and replace 800 feet of existing chain link fence and 16 foot wide gate that encloses the tank | 0715001-001 | 6000 | 470000 | 211500 | 681500 | 60 | 0 | 0 | 0 | 0.06 | 60.06 | 160430
368 | Flemington Boro | Hunterdon | Installation of wells #1B and 1C | 1009001-008 | 4250 | 125000 | 34250 | 159250 | 15 | 0 | 15 | 30 | 0.044 | 60.044 | 160430
370 | Netcong Borough | Morris | Replacement of water meters | 1428001-006 | 3250 | 225000 | 101250 | 326250 | 25 | 0 | 20 | 15 | 0.0325 | 60.0325 | 160430
371 | Fayson Lake Water Co | Morris | Replace existing 0.1 MG Stony Brook storage tank with a 0.25 MG tank | 1415001-003 | 3087 | 630000 | 283500 | 913500 | 60 | 0 | 0 | 0 | 0.03087 | 60.0309 | 160430
372 | Central Regional Board of Ed. Bayville | Ocean | Construction of new interconnection with existing municipal water system | 1505355-002 | 2500 | 1000000 | 450000 | 1450000 | 30 | 0 | 0 | 30 | 0.025 | 60.025 | 160430
373 | Essex Fells Borough | Essex | Rehabilitate 1 MG water storage tank | 0706001-001 | 2200 | 360000 | 130000 | 490000 | 60 | 0 | 0 | 0 | 0.022 | 60.022 | 160430
374 | Glen Gardner Borough | Hunterdon | Rehabilitate storage tank | 1012001-001 | 1902 | 350000 | 213000 | 563000 | 60 | 0 | 0 | 0 | 0.01902 | 60.019 | 160430
375 | Stillwater Twp District #1 | Sussex | Painting interior of water tank | 1920001-002 | 1200 | 40000 | 18000 | 58000 | 60 | 0 | 0 | 0 | 0.012 | 60.012 | 160430
376 | Haledon Borough/Manchester UA | Passaic | Reactivation of the Tilt St Spring including upgrades to the cistern and the treatment, pumps, storage and building | 1603301-001 | 1000 | 68750 | 30938 | 99688 | 15 | 0 | 15 | 30 | 0.01 | 60.01 | 160430
377 | Collier Services | Monmouth | Replace existing 24,000 gallon elevated storage tank to prevent freezing and leakage | 1328300-001 | 350 | 350000 | 157500 | 507500 | 60 | 0 | 0 | 0 | 0.0035 | 60.0035 | 160430
378 | Rosemont Water Company | Hunterdon | Replace existing underground hydro-pneumatic tank with ground level storage tank | 1007002-003 | 225 | 38860 | 17487 | 56347 | 60 | 0 | 0 | 0 | 0.00225 | 60.0022 | 160430
379 | Plausha Park Water Co | Morris | Rehabilitation of concrete storage facility including security measures and instrumentation | 1421004-003 | 200 | 135000 | 39000 | 174000 | 60 | 0 | 0 | 0 | 0.002 | 60.002 | 160430
380 | Wonder Lake Properties, Inc. | Passaic | Replace hydropneumatic tank and install new tank | 1615017-003 | 125 | 65000 | 24900 | 89900 | 60 | 0 | 0 | 0 | 0.00125 | 60.0012 | 160430
382 | North Jersey District WS | Passaic | Acquisition and integration of the Kearny/Bayonne Transmission main | 1613001-007 | 859318 | 30000000 | 8530000 | 38530000 | 1 | 0 | 20 | 30 | 8.5932 | 59.5932 | 160430
383 | North Jersey District WS | Passaic | Modify and expand central receiving building-design/build | 1613001-030 | 859318 | 605000 | 272250 | 877250 | 1 | 0 | 20 | 30 | 8.5932 | 59.5932 | 150430
384 | NJ American Water Co.-Raritan | Union | Raise level of floodwall@ Raritan Millstone | 2004002-500 | 610000 | 24000000 | 6000000 | 30000000 | 1 | 50 | 0 | 0 | 6.1 | 57.1 | 150430
385 | Lakewood Township MUA | Ocean | iInstallation of SCADA | 1514002-013 | 25000 | 125000 | 56250 | 181250 | 1 | 25 | 0 | 30 | 0.25 | 56.25 | 160430
386 | NJ American Water Co.-Ocean City | Cape May | Replacement of Water Meters | 0508001-007 | 28071 | 1000563 | 450180 | 1450743 | 25 | 0 | 0 | 30 | 0.28071 | 55.2807 | 160430
388 | NJ American Water Co.-Tri County | Burlington | Installation of a booster station including associated apputenances at Barrington | 0327001-008 | 253045 | 500000 | 225000 | 725000 | 50 | 0 | 0 | 0 | 2.5305 | 52.5305 | 160430
389 | Brigantine City | Atlantic | New well#4 @ higher elevation | 0103001-500 | 16057 | 1310000 | 524200 | 1834200 | 15 | 0 | 0 | 30 | 0.16057 | 51.161 | 150430
390 | NJ American Water Co.-Atlantic | Atlantic | Smithvillve ASR Well | 0119002-006 | 88088 | 900000 | 266108 | 1166108 | 15 | 0 | 20 | 15 | 0.88088 | 50.8809 | 160430
391 | East Orange Water Commission | Essex | Replacement of electrical cable for wellfield which includes Well Nos. 3, 4 & 5 | 0705001-005 | 81500 | 950000 | 427500 | 1377500 | 15 | 0 | 5 | 30 | 0.815 | 50.815 | 160430
392 | East Orange Water Commission | Essex | Rehab of Braidburn wells #1 & #2; Canoe Brook wells #2, #3 & #4 | 0705001-004 | 81500 | 1196000 | 512720 | 1708720 | 15 | 0 | 5 | 30 | 0.815 | 50.815 | 160430
393 | Rahway City | Union | Construction of new interconnection with Middlesex WC | 2013001-008 | 27785 | 1900000 | 738000 | 2638000 | 30 | 0 | 5 | 15 | 0.27785 | 50.2779 | 150430
394 | Mahwah Township | Bergen | Installation of a new Nilson Ave. Booser Pump Station | 0233001-011 | 24062 | 1400000 | 477752 | 1877752 | 50 | 0 | 0 | 0 | 0.24062 | 50.2406 | 160430
395 | Verona Township | Essex | Construction of a new Fairview Ave tank | 0720001-003 | 13641 | 2000000 | 770000 | 2770000 | 50 | 0 | 0 | 0 | 0.13641 | 50.1364 | 160430
396 | Bordentown City | Burlington | Construct a 1.25 MG storage tank | 0303001-005 | 13250 | 2600000 | 676000 | 3276000 | 50 | 0 | 0 | 0 | 0.1325 | 50.1325 | 160430
397 | East Hanover Township | Morris | Construction of a new water storage tank | 1410001-005 | 10000 | 2500000 | 930000 | 3430000 | 50 | 0 | 0 | 0 | 0.1 | 50.1 | 160430
398 | Harding Woods MHC | Salem | Installation of new water meters in Harding Woods Mobile Home Park | 1710001-002 | 1103 | 210000 | 94500 | 304500 | 35 | 0 | 0 | 15 | 0.01103 | 50.011 | 160430
399 | Lake Glenwood Village | Sussex | Installation of a new 8,000 gal. underground concrete water storage tank | 1922010-003 | 250 | 50000 | 22500 | 72500 | 50 | 0 | 0 | 0 | 0.0025 | 50.0025 | 160430
400 | North Shore Water Association | Sussex | Installation of storage tank | 1904004-003 | 105 | 300000 | 60000 | 360000 | 50 | 0 | 0 | 0 | 0.00105 | 50.001 | 160430
401 | Colby Water Company | Sussex | Installation of a new storage tank | 1904007-002 | 75 | 150000 | 67500 | 217500 | 50 | 0 | 0 | 0 | 0.00075 | 50.0007 | 160430
402 | Hammonton Town | Atlantic | Installation of SCADA at water facilities | 0113001-010 | 11287 | 200000 | 90000 | 290000 | 1 | 0 | 15 | 30 | 0.11287 | 46.1129 | 150430
403 | Pemberton Township | Burlington | Installation of SCADA at wells and storage facilities | 0329004-008 | 10900 | 250000 | 123000 | 373000 | 1 | 0 | 15 | 30 | 0.109 | 46.109 | 160430
404 | Washington Township MUA | Gloucester | Installation of solar system for wells # 18, 19 & 20 | 0818004-008 | 47115 | 638000 | 287100 | 925100 | 45 | 0 | 0 | 0 | 0.47115 | 45.4712 | 160430
405 | Jackson Township MUA | Ocean | Installation of a water main and booster station to interconnect the Legler system | 1511001-008 | 32500 | 2766500 | 1015280 | 3781780 | 30 | 0 | 15 | 0 | 0.325 | 45.325 | 160430
406 | Garfield City | Bergen | Rehabilitation of Well 1A | 0221001-003 | 29780 | 400000 | 180000 | 580000 | 15 | 0 | 0 | 30 | 0.2978 | 45.2978 | 160430
407 | NJ American Water Co.-Ocean City | Cape May | Third Street Well Replacement | 0508001-003 | 28071 | 2000000 | 770000 | 2770000 | 15 | 0 | 0 | 30 | 0.28071 | 45.2807 | 160430
408 | East Windsor MUA | Mercer | Installation of solar panels at 2 facilities | 1101002-004 | 27200 | 1522500 | 617200 | 2139700 | 45 | 0 | 0 | 0 | 0.272 | 45.272 | 160430
409 | Burlington Township | Burlington | Purchase of water meters to replace existing meters-Phases 2 to 4 | 0306001-003 | 22000 | 250000 | 20000 | 270000 | 25 | 0 | 20 | 0 | 0.22 | 45.22 | 160430
410 | Pompton Lakes MUA | Passaic | Installation of emergency generator at wells | 1609001-004 | 11435 | 175000 | 78750 | 253750 | 45 | 0 | 0 | 0 | 0.11435 | 45.1144 | 160430
411 | Freehold Borough | Monmouth | Replace and construct two well houses that protect well pumps | 1315001-001 | 11029 | 125000 | 56250 | 181250 | 15 | 0 | 15 | 15 | 0.11029 | 45.1103 | 160430
412 | West Milford MUA-Olde Milford System | Passaic | Replace Generator | 1615016-002 | 1625 | 78000 | 35100 | 113100 | 45 | 0 | 0 | 0 | 0.01625 | 45.0162 | 150430
413 | Hampton Borough | Hunterdon | Construction of back up well #5 | 1013001-001 | 1525 | 300000 | 178000 | 478000 | 15 | 0 | 0 | 30 | 0.01525 | 45.0153 | 150430
414 | Forest Lakes Water Company | Sussex | Installation of two generators | 1904003-001 | 1500 | 110000 | 49500 | 159500 | 45 | 0 | 0 | 0 | 0.015 | 45.015 | 160430
415 | West Milford MUA-Bald Eagle System | Passaic | Replace Generator | 1615018-002 | 1260 | 60000 | 27000 | 87000 | 45 | 0 | 0 | 0 | 0.0126 | 45.0126 | 150430
416 | West Milford MUA-Crescent Park System | Passaic | Replace Generator | 1615014-001 | 700 | 78000 | 35100 | 113100 | 45 | 0 | 0 | 0 | 0.007 | 45.007 | 150430
417 | West Milford MUA-Awosting System | Passaic | Replace Generator | 1615012-002 | 635 | 78000 | 35100 | 113100 | 45 | 0 | 0 | 0 | 0.00635 | 45.0063 | 150430
418 | West Milford MUA-Greenbrook Estates System | Passaic | Replace Generator | 1615002-002 | 600 | 60000 | 27000 | 87000 | 45 | 0 | 0 | 0 | 0.006 | 45.006 | 150430
420 | West Milford MUA-Birch Hill System | Passaic | Replace Generator | 1615001-002 | 180 | 60000 | 27000 | 87000 | 45 | 0 | 0 | 0 | 0.0018 | 45.0018 | 150430
421 | West Milford MUA-Parkway System | Passaic | Replace Generator | 1615006-002 | 115 | 25000 | 11250 | 36250 | 45 | 0 | 0 | 0 | 0.00115 | 45.0012 | 150430
422 | NJ American Water Co.-Coastal North System | Monmouth | Monterey Iron Removal | 1345001-007 | 289553 | 5000000 | 1730000 | 6730000 | 40 | 0 | 0 | 0 | 2.8955 | 42.8955 | 160430
423 | NJ American Water Co.-Raritan | Union | Installation of New Water Meters | 2004002-009 | 609325 | 161448 | 72652 | 234100 | 35 | 0 | 0 | 0 | 6.0933 | 41.0932 | 160430
424 | Belleville Township | Essex | Replacement of water meters | 0701001-005 | 35928 | 3000000 | 1090000 | 4090000 | 25 | 0 | 0 | 15 | 0.35928 | 40.3593 | 160430
425 | East Hanover Township | Morris | Renovation of treatment plant - addition of ion exchange for well #1 & #2 | 1410001-001 | 10000 | 900000 | 405000 | 1305000 | 40 | 0 | 0 | 0 | 0.1 | 40.1 | 160430
426 | Florham Park Boro | Morris | Construction of Water Treatment Facility for removal of manganese | 1411001-001 | 8857 | 5198709 | 1793587 | 6992296 | 40 | 0 | 0 | 0 | 0.08857 | 40.0886 | 160430
427 | NJ American Water Co.-Coastal North System | Monmouth | Installation of New Water Meters | 1345001-014 | 289553 | 96139 | 43258 | 139397 | 35 | 0 | 0 | 0 | 2.8955 | 37.8955 | 160430
428 | NJ American Water Co.-Tri County | Burlington | Installation of New Water Meters | 0327001-012 | 253045 | 116624 | 52481 | 169105 | 35 | 0 | 0 | 0 | 2.5305 | 37.5305 | 160430
429 | NJ American Water Co.-Passaic Basin | Essex | Installation of New Water Meters | 0712001-014 | 217230 | 171818 | 77318 | 249136 | 35 | 0 | 0 | 0 | 2.1723 | 37.1723 | 160430
430 | Bellmawr Borough | Camden | Replacement of water mains will be needed to serve a brownfield redevelopment area. | 0404001-003 | 11583 | 6100000 | 2082000 | 8182000 | 1 | 0 | 5 | 30 | 0.11583 | 36.1158 | 160430
431 | Bellmawr Borough | Camden | A new 0.3 MG storage tank is needed to serve a Brownfield redevelopment area. | 0404001-004 | 11583 | 380000 | 171000 | 551000 | 1 | 0 | 5 | 30 | 0.11583 | 36.1158 | 160430
432 | NJ American Water Co-Mt Holly | Burlington | Installation of New Water Meters | 0323001-003 | 42035 | 7092 | 3191 | 10283 | 35 | 0 | 0 | 0 | 0.42035 | 35.4203 | 160430
433 | Burlington Township | Burlington | Rehabilitate well #4 | 0306001-002 | 22000 | 75000 | 6000 | 81000 | 15 | 0 | 20 | 0 | 0.22 | 35.22 | 160430
434 | NJ American Water Co.-Little Falls | Passaic | Installation of New Water Meters | 1605001-003 | 11247 | 92036 | 41416 | 133452 | 35 | 0 | 0 | 0 | 0.11247 | 35.1125 | 160430
435 | Collier Services | Monmouth | Install new meters and water conservation devices at Collier Services Bldgs | 1328300-005 | 350 | 3000 | 1350 | 4350 | 35 | 0 | 0 | 0 | 0.0035 | 35.0035 | 160430
436 | NJ American Water Co.-Passaic Basin | Essex | Interconnection of Twin Lake and Short Hill Systems | 0712001-004 | 217230 | 600000 | 270000 | 870000 | 30 | 0 | 0 | 0 | 2.1723 | 32.1723 | 160430
437 | Garfield City | Bergen | Upgrade to SCADA | 0221001-007 | 29780 | 50000 | 22500 | 72500 | 1 | 0 | 0 | 30 | 0.2978 | 31.2978 | 160430
438 | Little Egg Harbor MUA | Ocean | Construction of a new WTP to improve capacity of wells and for resiliency of system | 1516001-003 | 20065 | 3200496 | 1153159 | 4353655 | 1 | 0 | 15 | 15 | 0.2263 | 31.2263 | 150430*
439 | Little Egg Harbor MUA | Ocean | Replacement of existing wooden sections of water treatment plant building with concrete masonry unit walls to prevent flooding | 1516001-500 | 20065 | 452200 | 203490 | 655690 | 1 | 0 | 15 | 15 | 0.20065 | 31.2006 | 150430*
440 | Lower Township MUA | Cape May | Extension of water mains to service homes that are on private wells | 0505002-001 | 9700 | 5000000 | 1730000 | 6730000 | 1 | 0 | 0 | 30 | 0.097 | 31.097 | 160430
441 | Lower Township MUA | Cape May | Installation of well #10 | 0505002-002 | 9700 | 1500000 | 610000 | 2110000 | 1 | 0 | 0 | 30 | 0.097 | 31.097 | 160430
442 | NJ American Water Co.-Raritan | Union | Replacement of Water Meters | 2004002-010 | 609325 | 1847297 | 721135 | 2568432 | 25 | 0 | 0 | 0 | 6.0933 | 31.0933 | 160430
443 | Franklin Township | Somerset | Construction of an interconnection w/ New Brunswick City including 1450 Lf of water main and a booster pump station | 1808001-007 | 50000 | 600000 | 142000 | 742000 | 30 | 0 | 0 | 0 | 0.5 | 30.5 | 160430
444 | Jackson Township MUA | Ocean | Construction of back up well for Manhattan Water Treatment Plant | 1511001-006 | 32500 | 489080 | 220086 | 709166 | 15 | 0 | 15 | 0 | 0.325 | 30.325 | 160430
445 | Berlin Borough | Camden | Redrilling of well, approximately 450 feet deep | 0405001-007 | 13121 | 600000 | 270000 | 870000 | 15 | 0 | 15 | 0 | 0.13121 | 30.1312 | 160430
446 | Hopatcong Borough | Sussex | Construction of a new surface water treatment plant for reactivated Elbo Pt well | 1912001-010 | 7900 | 1800000 | 706000 | 2506000 | 15 | 0 | 15 | 0 | 0.079 | 30.079 | 160430
447 | Hopatcong Borough | Sussex | Install new well and construct associated treatment facilities, SCADA system, generator & mains | 1912001-008 | 7900 | 666000 | 299700 | 965700 | 15 | 0 | 15 | 0 | 0.079 | 30.079 | 160430
448 | Hightstown Borough | Mercer | New Well #3 - Upgrades to plant, well house and pump | 1104001-002 | 5516 | 500000 | 225000 | 725000 | 15 | 0 | 15 | 0 | 0.05516 | 30.0552 | 160430
449 | National Park Borough | Gloucester | Redevelopment/ Rehabilitation to Well 5 with a new well house | 0812001-002 | 3289 | 94100 | 40835 | 134935 | 15 | 0 | 0 | 15 | 0.03289 | 30.0329 | 160430
450 | Sparta Township Water Utility | Sussex | Installation of a water main interconnection (8 inch - 5,000 ft) between the Highlands water system and the Sunset Lakes water system to supplement water demands during summer | 1918003-001 | 1618 | 545700 | 43656 | 589356 | 30 | 0 | 0 | 0 | 0.01618 | 30.0162 | 160430
451 | Fountainhead Properties, Inc. | Ocean | Improvements/Replacement of well #1 | 1511013-004 | 280 | 138450 | 39076 | 177526 | 15 | 0 | 15 | 0 | 0.0028 | 30.0028 | 160430
452 | Fountainhead Properties, Inc. | Ocean | Rehabilitation of well #2 | 1511013-003 | 280 | 36050 | 15884 | 51934 | 15 | 0 | 15 | 0 | 0.0028 | 30.002 | 160430
453 | NJ American Water Co.-Coastal North System | Monmouth | Replacement of Water Meters | 1345001-015 | 289553 | 758658 | 341396 | 1100054 | 25 | 0 | 0 | 0 | 2.8955 | 27.8955 | 160430
454 | NJ American Water Co.-Tri County | Burlington | Replacement of Water Meters | 0327001-013 | 253045 | 6810000 | 2309200 | 9119200 | 25 | 0 | 0 | 0 | 2.5305 | 27.5304 | 160430
455 | NJ American Water Co.-Passaic Basin | Essex | Replacement of Water Meters | 0712001-015 | 217230 | 3459147 | 1236927 | 4696074 | 25 | 0 | 0 | 0 | 2.1723 | 27.1723 | 160430
456 | NJ American Water Co-Mercer | Mercer | Replacement of Water Meters | 1103002-001 | 120000 | 4414176 | 1542536 | 5956712 | 25 | 0 | 0 | 0 | 1.2 | 26.2 | 160430
457 | Ridgewood Village | Bergen | Replacement of 14,629 water meters with radio frequency meters | 0215001-024 | 61700 | 4235435 | 1485339 | 5720774 | 25 | 0 | 0 | 0 | 0.617 | 25.617 | 160430
458 | Franklin Township | Somerset | Replace water meters | 1808001-005 | 50000 | 3500000 | 1250000 | 4750000 | 25 | 0 | 0 | 0 | 0.5 | 25.5 | 160430
459 | NJ American Water Co-Mt Holly | Burlington | Replacement of Water Meters | 0323001-004 | 42035 | 1796443 | 703542 | 2499985 | 25 | 0 | 0 | 0 | 0.42035 | 25.4203 | 160430
460 | Clinton Town | Hunterdon | Replacement of water meters | 1005001-007 | 12500 | 699465 | 314759 | 1014224 | 25 | 0 | 0 | 0 | 0.125 | 25.125 | 150430*
461 | NJ American Water Co.-Little Falls | Passaic | Replacement of Water Meters | 1605001-004 | 11247 | 945530 | 425489 | 1371019 | 25 | 0 | 0 | 0 | 0.11247 | 25.1125 | 160430
462 | Mine Hill Township | Morris | Replace water meters | 1420001-004 | 3400 | 210000 | 94500 | 304500 | 25 | 0 | 0 | 0 | 0.034 | 25.034 | 160430
463 | Pine Beach Borough | Ocean | Replacement of meters townwide to electronic read meters | 1522001-001 | 2080 | 650000 | 264000 | 914000 | 25 | 0 | 0 | 0 | 0.0208 | 25.0208 | 150430
464 | Montclair Township | Essex | Construction of a Water Treatment Plant and main for Nishuane well #4 | 0713001-008 | 38977 | 1600000 | 498000 | 2098000 | 15 | 0 | 5 | 0 | 0.38977 | 20.3898 | 150430
465 | Montclair Township | Essex | Redevelop Glenfield Wells | 0713001-006 | 38977 | 500000 | 225000 | 725000 | 15 | 0 | 5 | 0 | 0.38977 | 20.3898 | 160430
466 | Matawan Borough | Monmouth | Rehabilitate the Borough's two wells | 1329001-003 | 8810 | 232801 | 63571 | 296372 | 15 | 0 | 5 | 0 | 0.0881 | 20.0881 | 160430
467 | NJ American Water Co.-Coastal North System | Monmouth | Drill two additional wells to increase the capacity at Yellowbrook WTP | 1345001-011 | 289553 | 3200000 | 1464433 | 4664433 | 15 | 0 | 0 | 0 | 2.8955 | 17.8955 | 160430
468 | Jackson Township MUA | Ocean | Ancillary Improvements to the Old Manhattan Water Treatment Facility | 1511001-007 | 32500 | 1500000 | 610000 | 2110000 | 1 | 0 | 15 | 0 | 0.325 | 16.325 | 160430
469 | Marlboro Township | Monmouth | Construction of back up well #5A for well #5 | 1328002-004 | 30000 | 500000 | 225000 | 725000 | 15 | 0 | 0 | 0 | 0.3 | 15.3 | 160430
470 | Marlboro Township | Monmouth | Rehabilitation of well #4 | 1328002-005 | 30000 | 500000 | 225000 | 725000 | 15 | 0 | 0 | 0 | 0.3 | 15.3 | 160430
471 | Lacey Township | Ocean | Upgrade of WTP to make wells # 7 and 8 operational | 1512001-002 | 26240 | 2895200 | 56464 | 2951664 | 15 | 0 | 0 | 0 | 0.2624 | 15.2624 | 160430
472 | Lacey Township | Ocean | Construction of two test wells # 7 and 8 | 1512001-001 | 26240 | 1846000 | 382680 | 2228680 | 15 | 0 | 0 | 0 | 0.2624 | 15.2624 | 160430
473 | East Hanover Township | Morris | New Water Treatment Plant for Well 6 | 1410001-002 | 10000 | 2275000 | 858000 | 3133000 | 15 | 0 | 0 | 0 | 0.1 | 15.1 | 160430
474 | East Greenwich Township | Gloucester | Construction of a well house for well#4 w/ associated piping | 0803001-003 | 4500 | 3000000 | 470000 | 3470000 | 15 | 0 | 0 | 0 | 0.045 | 15.045 | 160430
475 | East Greenwich Township | Gloucester | Construct new well #3 | 0803001-001 | 4500 | 575000 | 258750 | 833750 | 15 | 0 | 0 | 0 | 0.045 | 15.045 | 160430
476 | Pine Beach Borough | Ocean | Replacement of well #1 | 1522001-002 | 2080 | 325000 | 132000 | 457000 | 15 | 0 | 0 | 0 | 0.0208 | 15.0208 | 150430
477 | West Milford MUA-Olde Milford System | Passaic | rehabilitation of well | 1615016-003 | 1625 | 132000 | 59400 | 191400 | 15 | 0 | 0 | 0 | 0.01625 | 15.0162 | 160430
478 | Farmingdale Borough | Monmouth | Redevelop well #3; upgrade control system for well #3 & 4, misc improvements to the WTP | 1314001-001 | 1500 | 446000 | 89200 | 535200 | 15 | 0 | 0 | 0 | 0.015 | 15.015 | 160430
479 | West Milford MUA-Bald Eagle System | Passaic | rehabilitation of well | 1615018-003 | 1260 | 66000 | 29700 | 95700 | 15 | 0 | 0 | 0 | 0.0126 | 15.0126 | 160430
480 | NJ American Water Co.-Bridgeport | Gloucester | Beckett Well Replacement | 0809001-001 | 1085 | 450000 | 133054 | 583054 | 15 | 0 | 0 | 0 | 0.01085 | 15.0108 | 160430
481 | West Milford MUA-Awosting System | Passaic | rehabilitation of well | 1615012-003 | 635 | 90000 | 40500 | 130500 | 15 | 0 | 0 | 0 | 0.00635 | 15.0063 | 160430
482 | West Milford MUA-Birch Hill System | Passaic | rehabilitation of well | 1615001-003 | 180 | 60000 | 27000 | 87000 | 15 | 0 | 0 | 0 | 0.0018 | 15.0018 | 160430
483 | West Milford MUA-Parkway System | Passaic | rehabilitation of well | 1615006-003 | 115 | 66000 | 29700 | 95700 | 15 | 0 | 0 | 0 | 0.00115 | 15.0012 | 160430
484 | Colby Water Company | Sussex | Installation of back up well | 1904007-001 | 75 | 100000 | 45000 | 145000 | 15 | 0 | 0 | 0 | 0.00075 | 15.0008 | 160430
485 | Somerset County Improvement Authority/NJAWCo | Esex | Installation of water mains at redevelopment project | 0712001-013 | 217230 | 1000000 | 452000 | 1452000 | 1 | 0 | 0 | 0 | 2.1723 | 3.1723 | 160430
486 | Old Bridge MUA | Middlesex | Upgrade to SCADA system | 1209002-012 | 66200 | 750000 | 471000 | 1221000 | 1 | 0 | 0 | 0 | 0.662 | 1.662 | 150430
487 | Old Bridge MUA | Middlesex | Construction of an emergency fuel depot | 1209002-500 | 66200 | 830000 | 502000 | 1332000 | 1 | 0 | 0 | 0 | 0.662 | 1.662 | 150430
488 | Sayreville Borough | Middlesex | Construct new transmission mains in the northeast section of the Borough | 1219001-005 | 40377 | 1000000 | 430000 | 1430000 | 1 | 0 | 0 | 0 | 0.40377 | 1.4038 | 160430
489 | Mount Laurel Township MUA | Burlington | Construct a new 4 MGD surface water treatment plant | 0324001-002 | 40221 | 32300000 | 9128000 | 41428000 | 1 | 0 | 0 | 0 | 0.40221 | 1.4022 | 160430
490 | Mahwah Township | Bergen | Construction of two new wells | 0233001-009 | 24062 | 600000 | 270000 | 870000 | 1 | 0 | 0 | 0 | 0.24062 | 1.2406 | 160430
491 | Montville Township | Morris | Installation of 2,300 LF of 8 inch water main and appurtances on Hillcrest and Upper Mountain Avenues | 1421003-001 | 21000 | 325000 | 146250 | 471250 | 1 | 0 | 0 | 0 | 0.21 | 1.21 | 160430
492 | United Water /Franklin Lakes Twp | Bergen | Construction of about 3,600 LF of 8 inch water main in the vicinity of Birch Road which currently has private wells | 0220001-001 | 5150 | 650000 | 292500 | 942500 | 1 | 0 | 0 | 0 | 0.0515 | 1.0515 | 160430
493 | Woodland Park Borough | Passaic | Extension of water mains to service homes that are on private wells | 1616001-001 | 5030 | 1730000 | 683600 | 2413600 | 1 | 0 | 0 | 0 | 0.0503 | 1.0503 | 160430
494 | Brielle Borough | Monmouth | Storage tank demolition | 1308001-003 | 4774 | 37450 | 16853 | 54303 | 1 | 0 | 0 | 0 | 0.04774 | 1.0477 | 150430*
| 494 Projects |  |  |  | Subtotal | 1062376705 | 354556314 | 1416933019
|  |  | 457 Projects |  |  |  |  | 2833866038
Note on F143: Josephine Craver: Should add to $502,000

## 2015_C.7 (Jul-14) SFY2015List
Proposed Master FFY2014/SFY2015 Project Priority List
Ranking Categories
RANK | Computer Number | SYSTEM NAME | COUNTY | PROJECT DESCRIPTION | PROJECT NUMBER | POPULATION SERVED | BUILDING COST | SUPPORT COST | TOTAL PROJECT COST | A | B | C | D | E | TOTAL POINTS | EST. STATE. CERT. DATE (yymmdd)
Supplemental
* | 384 | Jersey City MUA | Hudson | Boonton Reservoir Gravity Pipe Supplemental Loan | 0906001-008-01 | 247000 | 0 | 1424564 | 1424564 | [6 empty] | 150430
* | 305 | Orange City | Essex | Installation of new 6 MGD booster pump station | 0717001-001/2/3/4-1 | 30000 | 1785000 | 701200 | 2486200 | [6 empty] | 150430
|  |  |  | 2 Projects |  |  | 1785000 | 2125764 | 3910764
Base Program
1 | 224 | Passaic Valley WC | Passaic | Phase 1-Installation of four 2,500 kW diesel generators with buildings and fuel pumps at the Little Falls WTP | 1605002-025 | 314900 | 17649000 | 3578019 | 21227019 | 500 | 0 | 20 | 80 | 3.149 | 603.149 | 150430
7 | 150 | East Orange Water Commission | Essex | Installation of VOC treatment at White Oak Ridge PS and rehabilitation of wells to increase deficiency | 0705001-011 | 81500 | 8912000 | 2702960 | 11614960 | 250 | 50 | 5 | 30 | 0.815 | 335.815 | 150430
9 |  | North Shore Water Association | Sussex | Drilling of test well(s) | 1904004-004 | 105 | 100000 | 74000 | 174000 | 300 | 0 | 0 | 0 | 0.00105 | 300.0011 | 150430
10 | 261 | North Shore Water Association | Sussex | Resolution of nitrate issue-new well(s) with treatment | 1904004-001 | 105 | 360000 | 92000 | 452000 | 300 | 0 | 0 | 0 | 0.00105 | 300.0011 | 150430
19 |  | Sea Village Marina | Atlantic | Installation of 4,500 LF of water main to connect with NJAWCo to resolve a contaminated source issue in accordance with ACO | 0108021-002 | 160 | 725000 | 419000 | 1144000 | 250 | 0 | 0 | 15 | 0.0016 | 265.0016 | 150430
21 |  | Newark City | Essex | Backwash, chlorination system & sludge lagoon upgrades at Pequannock WTP | 0714001-016 | 280000 | 6658000 | 2260600 | 8918600 | 100 | 50 | 20 | 80 | 2.8 | 252.8 | 150430
25 |  | Newark City | Essex | Cleaning & lining of 61,000 LF of 6, 8 & 12-inch water mains | 0714001-015 | 280000 | 8000000 | 2690000 | 10690000 | 75 | 50 | 20 | 80 | 2.8 | 227.8 | 150430
26 |  | Newark City | Essex | Upgrade transmission mains to gravity feed 260A Zone to 360 Zone | 0714001-017 | 280000 | 971100 | 778900 | 1750000 | 75 | 50 | 20 | 80 | 2.8 | 227.8 | 150430
32 | 15 | Willingboro MUA | Burlington | Replacement of electrical, distribution equipment and generator at well # 6 WTP | 0338001-005 | 40000 | 522000 | 236800 | 758800 | 100 | 75 | 20 | 15 | 0.4 | 210.4 | 150430
53 |  | Wildwood City | Cape May | Replacement & looping of water mains in Wildwood Crest | 0514001-002 | 59465 | 2057000 | 473110 | 2530110 | 75 | 0 | 15 | 80 | 0.59465 | 170.5947 | 150430
56 | 241 | Ocean Township | Ocean | Replacement of undersized water mains in Skippers Cove & Pebble Beach Area | 1520001-006 | 12500 | 2000000 | 417000 | 2417000 | 75 | 75 | 20 | 0 | 0.125 | 170.125 | 150430
57 | 141 | Mountain Shores POA | Morris | Replacement of 2,500 LF of water main and installation of 900 LF of water main to connect to Jefferson Twp water system | 1414009-001 | 80 | 1200000 | 132695 | 1332695 | 170 | 0 | 0 | 0 | 0.0008 | 170.0008 | 150430
62 |  | Camden City | Camden | Rehabiliation and painting of a 5 MG standpipe (North Camden Tank) and two 2 MG elevated tanks (Kaighn Avenue and Whitman Park Tank) | 0408001-018 | 50000 | 4000000 | 1332222 | 5332222 | 60 | 0 | 20 | 80 | 0.5 | 160.5 | 150430
68 |  | North Jersey District WS | Passaic | Replace Sedimentation basins 5 and 6 with high rate clarifiers-Design Build Project | 1613001-022 | 859318 | 12095000 | 3874700 | 15969700 | 100 | 0 | 20 | 30 | 8.5932 | 158.5932 | 150430
69 |  | North Jersey District WS | Passaic | Treatment technique to recycle lagoon discharge to head of plant-design build | 1613001-025 | 859318 | 5130000 | 1771600 | 6901600 | 100 | 0 | 20 | 30 | 8.5932 | 158.5932 | 150430
70 |  | North Jersey District WS | Passaic | Installation of low lift natural gas pump-design/build | 1613001-026 | 859318 | 9142875 | 3055720 | 12198595 | 100 | 0 | 20 | 30 | 8.5932 | 158.5932 | 150430
71 |  | North Jersey District WS | Passaic | Expansion of Aeration System-design/build | 1613001-027 | 859318 | 1554000 | 627280 | 2181280 | 100 | 0 | 20 | 30 | 8.5932 | 158.5932 | 150430
72 |  | North Jersey District WS | Passaic | Filter building pipe gallery dehumidification and painting-design/build | 1613001-028 | 859318 | 1246000 | 528720 | 1774720 | 100 | 0 | 20 | 30 | 8.5932 | 158.5932 | 150430
73 |  | North Jersey District WS | Passaic | Rehabilitation of settling basins 1-4 flocculators-design/build | 1613001-029 | 859318 | 1970000 | 760400 | 2730400 | 100 | 0 | 20 | 30 | 8.5932 | 158.5932 | 150430
75 | 15 | Willingboro MUA | Burlington | Installation of generator at three wells | 0338001-010 | 40000 | 522000 | 256000 | 778000 | 45 | 75 | 20 | 15 | 0.4 | 155.4 | 150430
79 | 190 | Tuckerton Borough | Ocean | Replacement of 5,000 LF of water mains | 1532002-005 | 3365 | 899846 | 336974 | 1236820 | 75 | 35 | 15 | 30 | 0.033 | 155.033 | 150430
81 | 147 | Middlesex Water Company | Middlesex | Cleaning & cement lining of mains (Phase 13) | 1225001-016 | 233376 | 4000000 | 1410000 | 5410000 | 75 | 75 | 0 | 0 | 2.3338 | 152.3338 | 150430
90 | 239 | Stafford Township | Ocean | Replacement of water main with 12" on Mill Creek Road | 1530004-018 | 28868 | 1571175 | 632776 | 2203951 | 75 | 35 | 20 | 15 | 0.28868 | 145.2887 | 150430
95 | 318 | Ocean Township | Ocean | Replacement of generator @ well #5 and demolish generator @ Pebble Beach WTP | 1520001-500 | 12500 | 715000 | 214000 | 929000 | 45 | 75 | 20 | 0 | 0.125 | 140.125 | 150430
99 | 196 | Tuckerton Borough | Ocean | Rehabilitation of the 1.5 MG storage tank | 1532002-003 | 3365 | 1000000 | 255000 | 1255000 | 60 | 35 | 15 | 30 | 0.033 | 140.033 | 150430
109 | 235 | Jersey City/Jersey City MUA | Hudson | Clean & line 18,000 LF of 6", 8" & 10" water main & replace 4,000 LF ofwater main | 0906001-010 | 247000 | 5000000 | 1730000 | 6730000 | 75 | 0 | 25 | 30 | 2.47 | 132.47 | 150430
112 | 364 | Perth Amboy City | Middlesex | Sandblast & paint aerator, clarifiers, lime silos & dust collectors @ WTP | 1216001-006 | 50815 | 600000 | 270000 | 870000 | 100 | 0 | 0 | 30 | 0.50815 | 130.5082 | 150430
114 |  | Bellmawr Borough | Camden | Replace back wash tanks and emergency generators at Warren Ave and Leaf Ave WTP's | 0404001-005 | 11583 | 464530 | 137470 | 602000 | 100 | 0 | 0 | 30 | 0.11583 | 130.1158 | 150430
119 |  | Jersey City/Jersey City MUA | Hudson | Installation of 8,600 LF of 24" & 30" transmission main for looping | 0906001-006 | 247000 | 13500000 | 3647000 | 17147000 | 75 | 0 | 20 | 30 | 2.47 | 127.47 | 150430
134 | 161 | Rahway City | Union | Rahway Water Treatment Plant Filter System Upgrade to membrane filtration & new interconnection with MWCo | 2013001-007 | 27785 | 13300000 | 3922000 | 17222000 | 100 | 0 | 5 | 15 | 0.27785 | 120.2779 | 150430
147 | 23 | Barnegat Twp | Ocean | Install emergency generator for well #4 | 1533001-500 | 20935 | 150000 | 145973 | 295973 | 45 | 35 | 20 | 15 | 0.20935 | 115.2094 | 150430
149 | 53 | Long Beach Twp | Ocean | Demolish and replace damaged pump room @ Beach Haven Terrace WTP | 1517001-500 | 8885 | 1500000 | 1415250 | 2915250 | 100 | 0 | 0 | 15 | 0.08885 | 115.0888 | 150430
150 | 54 | Long Beach Twp | Ocean | Demolish and replace damaged pump room @ Brant Beach | 1517001-501 | 8885 | 837500 | 365000 | 1202500 | 100 | 0 | 0 | 15 | 0.08885 | 115.0888 | 150430
151 |  | Berkeley Township MUA | Ocean | Installation off new well #4 with 1,000 LF of main to connect to the WTP | 1505004-007 | 8130 | 850000 | 308000 | 1158000 | 15 | 0 | 20 | 80 | 0.0813 | 115.0813 | 150430
152 | 25 | Beach Haven Borough | Ocean | Demolish and replace damaged pump room @ WTP | 1503001-500 | 7450 | 837500 | 365000 | 1202500 | 100 | 0 | 0 | 15 | 0.0745 | 115.0745 | 150430
155 |  | Fountainhead Properties, Inc. | Ocean | Improvement to WTP including chemical feel, building, hydropneumatic tank, controls & auxiliary power | 1511013-001 | 280 | 215500 | 65240 | 280740 | 100 | 0 | 15 | 0 | 0.0028 | 115.0028 | 150430
157 |  | Trenton City | Mercer | Cleaning and lining of 4-12 inch water mains, replace 4 inch main-phase 1 | 1111001-008 | 255000 | 9839100 | 3012550 | 12851650 | 75 | 0 | 20 | 15 | 2.55 | 112.55 | 150430
158 |  | Trenton City | Mercer | Cleaning and lining of 4-12 inch water mains, replace 4 inch main-phase 2 | 1111001-010 | 255000 | 9000000 | 3117350 | 12117350 | 75 | 0 | 20 | 15 | 2.55 | 112.55 | 150430
177 | 200 | Stone Harbor Borough | Cape May | Replacement of water mains on 83rd, 84th, 85th, 86th, 87th, 88th and 89th streets | 0510001-005 | 25725 | 530550 | 222470 | 753020 | 75 | 0 | 15 | 15 | 0.25725 | 105.2572 | 150430
192 |  | Gloucester City | Camden | Replacement of water mains on Water St and looping of mains to Freedom Pier | 0414001-020 | 11484 | 800000 | 399000 | 1199000 | 75 | 0 | 0 | 30 | 0.11484 | 105.1148 | 150430
207 |  | Evesham MUA | Burlington | Upgrades to WTP for wells # 13 and 14 including iron removal | 0313001-001 | 43200 | 1250000 | 619000 | 1869000 | 100 | 0 | 0 | 0 | 0.432 | 100.432 | 150430
209 |  | Marlboro Township | Monmouth | Replacement of Harbor Rd WTP | 1328002-002 | 30000 | 8500000 | 3418000 | 11918000 | 100 | 0 | 0 | 0 | 0.3 | 100.3 | 150430
217 |  | Roosevelt Borough | Monmouth | Upgrades to water treatment plant, including new 240/480 volt electrical service, replacement of pumps and electrical equipment and improvements to aerator. | 1341001-004 | 935 | 390000 | 141000 | 531000 | 100 | 0 | 0 | 0 | 0.00935 | 100.0093 | 150430
235 | 152 | Milltown Borough | Middlesex | Ford Ave Redevelopment-installation of 4,700 LF of water main | 1212001-002 | 7052 | 1060000 | 469200 | 1529200 | 75 | 0 | 20 | 0 | 0.07052 | 95.0705 | 150430
248 |  | Bloomingdale Borough | Passaic | Replacement of 3,150 LF of 2 inch water mains with 12 hydrants and 52 water services | 1601001-004 | 3000 | 853000 | 383850 | 1236850 | 75 | 0 | 15 | 0 | 0.03 | 90.03 | 150430
269 | 355 | Milltown Borough | Middlesex | Ford Ave Redevelopment-Rehabilitation of storage tank | 1212001-003 | 7052 | 750000 | 337500 | 1087500 | 60 | 0 | 20 | 0 | 0.07052 | 80.0705 | 150430
277 | 72 | Perth Amboy City | Middlesex | Installation of a new standby generator for Runyon WTP | 1216001-500 | 50815 | 1855500 | 723100 | 2578600 | 45 | 0 | 0 | 30 | 0.50815 | 75.508 | 150430
290 | 274 | Brigantine City | Atlantic | Installation of generators @ wells #4,5 & 7 | 103001-501 | 16057 | 677100 | 795475 | 1472575 | 45 | 0 | 0 | 30 | 0.16057 | 75.1606 | 150430
308 |  | Clayton Borough | Gloucester | Rehabilitation of East Chestnut St and North Delsea Dr storage tanks | 0801001-002 | 8180 | 2904000 | 905650 | 3809650 | 60 | 0 | 0 | 15 | 0.0818 | 75.0818 | 150430
316 | 280 | Roosevelt Borough | Monmouth | Cleaning and lining of 8,900 LF of 6 & 8 inch water mains | 1341001-001 | 935 | 500000 | 132093 | 632093 | 75 | 0 | 0 | 0 | 0.00935 | 75.0093 | 150430
328 |  | North Shore Water Association | Sussex | Replacement of 1,800 LF of water mains | 1904004-002 | 105 | 285000 | 122000 | 407000 | 75 | 0 | 0 | 0 | 0.00105 | 75.0011 | 150430
331 |  | Hammonton Town | Atlantic | Replace 1,500 meters with radio frequency meters . | 0113001-007 | 11287 | 607500 | 283500 | 891000 | 25 | 0 | 15 | 30 | 0.11287 | 70.1129 | 150430
340 |  | Matawan Borough | Monmouth | Structural improvement at the Middlesex storage tank | 1329001-005 | 8810 | 800000 | 140000 | 940000 | 60 | 0 | 5 | 0 | 0.0881 | 65.0881 | 150430
348 | 155 | Old Bridge MUA | Middlesex | Rehabilitating the Perrine Rd storage tank | 1209002-011 | 66200 | 2200000 | 900000 | 3100000 | 60 | 0 | 0 | 0 | 0.662 | 60.662 | 150430
363 |  | Pemberton Township | Burlington | Drillling of test well #14 to replace well #4. Sealing of well #4. | 0329004-005 | 10900 | 265000 | 130000 | 395000 | 15 | 0 | 15 | 30 | 0.109 | 60.109 | 150430
383 |  | North Jersey District WS | Passaic | Modify and expand central receiving building-design/build | 1613001-030 | 859318 | 605000 | 272250 | 877250 | 1 | 0 | 20 | 30 | 8.5932 | 59.5932 | 150430
384 | 63 | NJ American Water Co.-Raritan | Union | Raise level of floodwall@ Raritan Millstone | 2004002-500 | 610000 | 24000000 | 6000000 | 30000000 | 1 | 50 | 0 | 0 | 6.1 | 57.1 | 150430
389 | 265 | Brigantine City | Atlantic | New well#4 @ higher elevation | 103001-500 | 16057 | 1310000 | 524200 | 1834200 | 15 | 0 | 0 | 30 | 0.16057 | 51.161 | 150430
393 | 356 | Rahway City | Union | Construction of new interconnection with Middlesex WC | 2013001-008 | 27785 | 1900000 | 738000 | 2638000 | 30 | 0 | 5 | 15 | 0.27785 | 50.2779 | 150430
402 | 181 | Hammonton Town | Atlantic | Installation of SCADA at water facilities | 0113001-010 | 11287 | 200000 | 90000 | 290000 | 1 | 0 | 15 | 30 | 0.11287 | 46.1129 | 150430
412 |  | West Milford MUA-Olde Milford System | Passaic | Replace Generator | 1615016-002 | 1625 | 78000 | 35100 | 113100 | 45 | 0 | 0 | 0 | 0.01625 | 45.0162 | 150430
413 |  | Hampton Borough | Hunterdon | Construction of back up well #5 | 1013001-001 | 1525 | 300000 | 178000 | 478000 | 15 | 0 | 0 | 30 | 0.01525 | 45.0153 | 150430
415 |  | West Milford MUA-Bald Eagle System | Passaic | Replace Generator | 1615018-002 | 1260 | 60000 | 27000 | 87000 | 45 | 0 | 0 | 0 | 0.0126 | 45.0126 | 150430
416 |  | West Milford MUA-Crescent Park System | Passaic | Replace Generator | 1615014-001 | 700 | 78000 | 35100 | 113100 | 45 | 0 | 0 | 0 | 0.007 | 45.007 | 150430
417 |  | West Milford MUA-Awosting System | Passaic | Replace Generator | 1615012-002 | 635 | 78000 | 35100 | 113100 | 45 | 0 | 0 | 0 | 0.00635 | 45.0063 | 150430
418 |  | West Milford MUA-Greenbrook Estates System | Passaic | Replace Generator | 1615002-002 | 600 | 60000 | 27000 | 87000 | 45 | 0 | 0 | 0 | 0.006 | 45.006 | 150430
420 |  | West Milford MUA-Birch Hill System | Passaic | Replace Generator | 1615001-002 | 180 | 60000 | 27000 | 87000 | 45 | 0 | 0 | 0 | 0.0018 | 45.0018 | 150430
421 |  | West Milford MUA-Parkway System | Passaic | Replace Generator | 1615006-002 | 115 | 25000 | 11250 | 36250 | 45 | 0 | 0 | 0 | 0.00115 | 45.0012 | 150430
463 |  | Pine Beach Borough | Ocean | Replacement of meters townwide to electronic read meters | 1522001-001 | 2080 | 650000 | 264000 | 914000 | 25 | 0 | 0 | 0 | 0.0208 | 25.0208 | 150430
464 |  | Montclair Township | Essex | Construction of a Water Treatment Plant and main for Nishuane well #4 | 0713001-008 | 38977 | 1600000 | 498000 | 2098000 | 15 | 0 | 5 | 0 | 0.38977 | 20.3898 | 150430
476 |  | Pine Beach Borough | Ocean | Replacement of well #1 | 1522001-002 | 2080 | 325000 | 132000 | 457000 | 15 | 0 | 0 | 0 | 0.0208 | 15.0208 | 150430
486 | 236 | Old Bridge MUA | Middlesex | Upgrade to SCADA system | 1209002-012 | 66200 | 750000 | 471000 | 1221000 | 1 | 0 | 0 | 0 | 0.662 | 1.662 | 150430
487 | 222 | Old Bridge MUA | Middlesex | Construction of an emergency fuel depot | 1209002-500 | 66200 | 830000 | 502000 | 1332000 | 1 | 0 | 0 | 0 | 0.662 | 1.662 | 150430
494 | 387 | Brielle Borough | Monmouth | Storage tank demolition | 1308001-003 | 4774 | 37450 | 16853 | 54303 | 1 | 0 | 0 | 0 | 0.04774 | 1.0477 | 150430*
|  |  |  | 74 Projects |  |  | 188619226 | 67417000 | 273685226
Track 2
24 | 314 | Saddle Brook Township | Bergen | Main replacement and looping to resolve low chlorine residual | 0257001-002 | 13155 | 1340750 | 559040 | 1899790 | 250 | 0 | 0 | 0 | 0.13155 | 250 | 150430*
120 | 382 | Jersey City/Jersey City MUA | Hudson | Replacement of approximately 30 large valves over 12 inches in diameter throughout the water aqueduct and distribution system | 0906001-011 | 247000 | 3600000 | 1228000 | 4828000 | 75 | 0 | 20 | 30 | 2.47 | 127.47 | 150430*
121 | 383 | Jersey City/Jersey City MUA | Hudson | Replacement of approx 20,000 linear ft of water mains in area bounded by Manila Ave, First St, Brunswick St, and Fifth St. Small portion of Coles St between First St and Columbus Dr also included. | 0906001-012 | 247000 | 12000000 | 3850000 | 15850000 | 75 | 0 | 20 | 30 | 2.47 | 127.47 | 150430*
171 | 391 | Perth Amboy City | Middlesex | Replacement of existing 4 inch water mains throughout the distribution system | 1216001-007 | 50815 | 1500000 | 610000 | 2110000 | 75 | 0 | 0 | 30 | 0.50815 | 105.5082 | 150430*
228 | 369 | Stafford Township | Ocean | Replacement of water main with 12 inch DIP on Mill Creek Road between Jonathon Drive and the water treatment plant, Phase II | 1530004-019 | 28868 | 1203384 | 515083 | 1718467 | 75 | 0 | 20 | 0 | 0.28868 | 95.2887 | 150430*
295 | 360 | Clinton Town | Hunterdon | Replacement of 12,485 linear feet of water mains, Phases II though V | 1005001-006 | 12500 | 2684475 | 989032 | 3673507 | 75 | 0 | 0 | 0 | 0.125 | 75.125 | 150430*
309 | 387 | Brielle Borough | Monmouth | Replacement of existing water main | 1308001-002 | 4774 | 1672000 | 665040 | 2337040 | 75 | 0 | 0 | 0 | 0.04774 | 75.0477 | 150430*
438 | 374 | Little Egg Harbor MUA | Ocean | Construction of a new WTP to improve capacity of wells and for resiliency of system | 1516001-003 | 20065 | 3200496 | 1153159 | 4353655 | 1 | 0 | 15 | 15 | 0.2263 | 31.2263 | 150430*
439 | 373 | Little Egg Harbor MUA | Ocean | Replacement of existing wooden sections of water treatment plant building with concrete masonry unit walls to prevent flooding | 1516001-500 | 20065 | 452200 | 203490 | 655690 | 1 | 0 | 15 | 15 | 0.20065 | 31.2006 | 150430*
460 | 360 | Clinton Town | Hunterdon | Replacement of water meters | 1005001-007 | 12500 | 699465 | 314759 | 1014224 | 25 | 0 | 0 | 0 | 0.125 | 25.125 | 150430*
|  |  |  | 10 Projects |  |  | 28352770 | 10087603 | 38440373
|  |  |  | 86 Projects |  | TOTAL | 218756996 | 79630367 | 316036363
Nano Loan Program (Included in above Base Program)
<500 Population Served
9 |  | North Shore Water Association | Sussex | Drilling of test well(s) | 1904004-004 | 105 | 100000 | 74000 | 174000
10 | 261 | North Shore Water Association | Sussex | Resolution of nitrate issue-new well(s) with treatment | 1904004-001 | 105 | 360000 | 92000 | 452000
57 | 141 | Mountain Shores POA | Morris | Replacement of 2,500 LF of water main and installation of 900 LF of water main to connect to Jefferson Twp water system | 1414009-001 | 80 | 1200000 | 132695 | 1332695
155 |  | Fountainhead Properties, Inc. | Ocean | Improvement to WTP including chemical feel, building, hydropneumatic tank, controls & auxiliary power | 1511013-001 | 280 | 215500 | 65240 | 280740
328 |  | North Shore Water Association | Sussex | Replacement of 1,800 LF of water mains | 1904004-002 | 105 | 285000 | 122000 | 407000
420 |  | West Milford MUA-Birch Hill System | Passaic | Replace Generator | 1615001-002 | 180 | 60000 | 27000 | 87000
421 |  | West Milford MUA-Parkway System | Passaic | Replace Generator | 1615006-002 | 115 | 25000 | 11250 | 36250
501 to 3,300 Population Served
217 |  | Roosevelt Borough | Monmouth | Upgrades to water treatment plant, including new 240/480 volt electrical service, replacement of pumps and electrical equipment and improvements to aerator. | 1341001-004 | 935 | 390000 | 141000 | 531000
248 |  | Bloomingdale Borough | Passaic | Replacement of 3,150 LF of 2 inch water mains with 12 hydrants and 52 water services | 1601001-004 | 3000 | 853000 | 383850 | 1236850
316 | 280 | Roosevelt Borough | Monmouth | Cleaning and lining of 8,900 LF of 6 & 8 inch water mains | 1341001-001 | 935 | 500000 | 132093 | 632093
412 |  | West Milford MUA-Olde Milford System | Passaic | Replace Generator | 1615016-002 | 1625 | 78000 | 35100 | 113100
413 |  | Hampton Borough | Hunterdon | Construction of back up well #5 | 1013001-001 | 1525 | 300000 | 178000 | 478000
415 |  | West Milford MUA-Bald Eagle System | Passaic | Replace Generator | 1615018-002 | 1260 | 60000 | 27000 | 87000
416 |  | West Milford MUA-Crescent Park System | Passaic | Replace Generator | 1615014-001 | 700 | 78000 | 35100 | 113100
417 |  | West Milford MUA-Awosting System | Passaic | Replace Generator | 1615012-002 | 635 | 78000 | 35100 | 113100
418 |  | West Milford MUA-Greenbrook Estates System | Passaic | Replace Generator | 1615002-002 | 600 | 60000 | 27000 | 87000
463 |  | Pine Beach Borough | Ocean | Replacement of meters townwide to electronic read meters | 1522001-001 | 2080 | 650000 | 264000 | 914000
476 |  | Pine Beach Borough | Ocean | Replacement of well #1 | 1522001-002 | 2080 | 325000 | 132000 | 457000
3,301 to 10,000 Population Served
79 | 190 | Tuckerton Borough | Ocean | Replacement of 5,000 LF of water mains | 1532002-005 | 3365 | 899846 | 336974 | 1236820
99 | 196 | Tuckerton Borough | Ocean | Rehabilitation of the 1.5 MG storage tank | 1532002-003 | 3365 | 1000000 | 255000 | 1255000
149 | 53 | Long Beach Twp | Ocean | Demolish and replace damaged pump room @ Beach Haven Terrace WTP | 1517001-500 | 8885 | 1500000 | 1415250 | 2915250
150 | 54 | Long Beach Twp | Ocean | Demolish and replace damaged pump room @ Brant Beach | 1517001-501 | 8885 | 837500 | 365000 | 1202500
151 |  | Berkeley Township MUA | Ocean | Installation off new well #4 with 1,000 LF of main to connect to the WTP | 1505004-007 | 8130 | 850000 | 308000 | 1158000
152 | 25 | Beach Haven Borough | Ocean | Demolish and replace damaged pump room @ WTP | 1503001-500 | 7450 | 837500 | 365000 | 1202500
235 | 152 | Milltown Borough | Middlesex | Ford Ave Redevelopment-installation of 4,700 LF of water main | 1212001-002 | 7052 | 1060000 | 469200 | 1529200
269 | 355 | Milltown Borough | Middlesex | Ford Ave Redevelopment-Rehabilitation of storage tank | 1212001-003 | 7052 | 750000 | 337500 | 1087500
308 |  | Clayton Borough | Gloucester | Rehabilitation of East Chestnut St and North Delsea Dr storage tanks | 0801001-002 | 8180 | 2904000 | 905650 | 3809650
340 |  | Matawan Borough | Monmouth | Structural improvement at the Middlesex storage tank | 1329001-005 | 8810 | 800000 | 140000 | 940000
494 | 387 | Brielle Borough | Monmouth | Storage tank demolition | 1308001-003 | 4774 | 37450 | 16853 | 54303
309 | 387 | Brielle Borough | Monmouth | Replacement of existing water main | 1308001-002 | 4774 | 1672000 | 665040 | 2337040
Note on H105: Josephine Craver: Should add to $502,000